## BGS PTY21 Cost Alloc
RCR-BGS-048-Attachment A
Jersey Central Power & Light
Attachment 2
2025 BGS Auction Cost and Bid Factor Tables
2023/2024 BGS Supply Period Estimated Supplier Payments Allocated by Rate Class
Development of Post Transition Period BGS Cost and Bid Factors
Adjusted to Billing Time Periods
Based on an average of 2021,2022 and 2023 Load Profile Information
Table #1 | % Usage During PJM On-Peak Period |  |  | On-Peak periods defined as the 16 hr PJM Trading period, adj for NERC holidays | [8 empty] | % usage during Off-Peak period
|  |  |  | Profile Meter Data | Profile Meter Data | Profile Meter Data | Profile Meter Data | Other Analysis |  |  |  |  | Profile Meter Data | Profile Meter Data | Profile Meter Data | Profile Meter Data | Other Analysis
| (data rounded to nearest .01 %) |  |  | RT{1} | RS{2} | GS{3} | GST | OL/SL |  |  |  |  | RT{1} | RS{2} | GS{3} | GST | OL/SL
| January |  |  | 44.99% | 47.43% | 52.46% | 50.7% | 31.56% |  |  |  |  | 55.01% | 52.57% | 47.54% | 49.3% | 68.44%
| February |  |  | 47.74% | 50.42% | 55.49% | 54.02% | 30.59% |  |  |  |  | 52.26% | 49.58% | 44.51% | 45.98% | 69.41%
| March |  |  | 50.47% | 53.23% | 58.88% | 55.97% | 31.75% |  |  |  |  | 49.53% | 46.77% | 41.12% | 44.03% | 68.25%
| April |  |  | 48.96% | 51% | 56.46% | 54.92% | 30.21% |  |  |  |  | 51.04% | 49% | 43.54% | 45.08% | 69.79%
| May |  |  | 45.22% | 47.45% | 54.67% | 52.85% | 28.6% |  |  |  |  | 54.78% | 52.55% | 45.33% | 47.15% | 71.4%
| June |  |  | 53.9% | 54.6% | 58.72% | 58% | 30.25% |  |  |  |  | 46.1% | 45.4% | 41.28% | 42% | 69.75%
| July |  |  | 50.47% | 50.35% | 54.39% | 52.84% | 26.24% |  |  |  |  | 49.53% | 49.65% | 45.61% | 47.16% | 73.76%
| August |  |  | 54.76% | 55.16% | 59.25% | 57.05% | 30.06% |  |  |  |  | 45.24% | 44.84% | 40.75% | 42.95% | 69.94%
| September |  |  | 48.97% | 49.65% | 56.68% | 55.36% | 29.98% |  |  |  |  | 51.03% | 50.35% | 43.32% | 44.64% | 70.02%
| October |  |  | 47.66% | 49.88% | 55.96% | 53.83% | 31.24% |  |  |  |  | 52.34% | 50.12% | 44.04% | 46.17% | 68.76%
| November |  |  | 47.15% | 50.15% | 56.21% | 54.13% | 32.18% |  |  |  |  | 52.85% | 49.85% | 43.79% | 45.87% | 67.82%
| December |  |  | 48.38% | 49.41% | 54.91% | 53.99% | 32.46% |  |  |  |  | 51.62% | 50.59% | 45.09% | 46.01% | 67.54%
Table #2 | % Usage During JCP&L On-Peak Billing Period |  |  |  | On-Peak periods as defined in specified rate schedule
|  |  |  | 2024 Forecasted Calendar Month Sales | N/A | N/A | 2024 Forecasted Calendar Month Sales | N/A |  |  |  |  | 2024 Forecasted Calendar Month Sales | N/A | N/A | 2024 Forecasted Calendar Month Sales | N/A
| (data rounded to nearest .01 %) |  |  | RT{1} | RS{2} | GS{3} | GST | OL/SL |  |  |  |  | RT{1} | RS{2} | GS{3} | GST | OL/SL
| January |  |  | 35.58% | ---- | ---- | 41.98% | ---- |  |  |  |  | 64.42% |  |  | 58.02%
| February |  |  | 34.81% | ---- | ---- | 41.29% | ---- |  |  |  |  | 65.19% |  |  | 58.71%
| March |  |  | 34.72% | ---- | ---- | 41.34% | ---- |  |  |  |  | 65.28% |  |  | 58.66%
| April |  |  | 35.63% | ---- | ---- | 41.75% | ---- |  |  |  |  | 64.37% |  |  | 58.25%
| May |  |  | 37.99% | ---- | ---- | 42.45% | ---- |  |  |  |  | 62.01% |  |  | 57.55%
| June |  |  | 40.87% | ---- | ---- | 44.05% | ---- |  |  |  |  | 59.13% |  |  | 55.95%
| July |  |  | 42.47% | ---- | ---- | 45.09% | ---- |  |  |  |  | 57.53% |  |  | 54.91%
| August |  |  | 42.87% | ---- | ---- | 44.39% | ---- |  |  |  |  | 57.13% |  |  | 55.61%
| September |  |  | 41.77% | ---- | ---- | 44.66% | ---- |  |  |  |  | 58.23% |  |  | 55.34%
| October |  |  | 38.54% | ---- | ---- | 44.49% | ---- |  |  |  |  | 61.46% |  |  | 55.51%
| November |  |  | 36.2% | ---- | ---- | 43.33% | ---- |  |  |  |  | 63.8% |  |  | 56.67%
| December |  |  | 35.9% | ---- | ---- | 42.05% | ---- |  |  |  |  | 64.1% |  |  | 57.95%
{1} For BGS purposes the RT rate class includes the RS and GS rate class Off-Peak (OPWH) and Controlled Water Heating (CTWH) provisions. The RT rate class also includes the
summer billing month RGT rate class usage. OPWH and CTWH is billed on the average RT rates, while RT and Summer RGT use is billed at on-peak and off-peak rates.
{2} For BGS purposes the RS rate class excludes the Off-Peak and Controlled Water Heating provisions and includes
the winter billing month RGT rate class usage
{3} For BGS purposes the GS rate class excludes the Off-Peak and Controlled Water Heating provisions
Jersey Central Power & Light
Attachment 2
Forecast 2024 Delivery MWh
Table #3 | Class Usage @ customer | [20 empty] | kWh
| calendar month sales forecasted for 2024 | [11 empty] | Tariff Based kWh | [5 empty] | Total
| in MWh |  |  | RT{1} | RS{2} | GS{3} | GST {4} | OL/SL | Total | RT Less |  |  | RT{1} | RS{2} | GS{3} | GST | OL/SL |  | WH | WH GS | WH RS | RGT | RT | RS | GS | GS |  | GST
Water Heating
| January |  |  | 19988 | 843633 | 507045 | 14625 | 11325 | 1396616 | 19274 | winter MWh = |  | 122419 | 5568269 | 3857947 | 96129 | 90653 | 2024-01-01 | 714168.3059 | 47310.4503 | 666857.8556 | 1738459.1219 | 19273.6675 | 841894.9478 | 507092.1317 | 559184.2377 |  | 14625.4779
| February |  |  | 20407 | 815975 | 519777 | 13590 | 11326 | 1381075 | 19714 |  | On-Peak=> | 42194.0681 |  | <=on-peak=> | 40633.8993 | 0.4227 | 2024-02-01 | 692855.5132 | 21418.4234 | 671437.0898 | 1643777.4473 | 19713.8029 | 814330.9831 | 519797.8868 | 569419.8888 |  | 13590.0154
| March |  |  | 18383 | 744210 | 518622 | 9553 | 11328 | 1302096 | 17735 |  | Off-Peak=> | 75293.9319 |  | <=off-peak=> | 55495.1007 |  | 2024-03-01 | 648016.7953 | 22276.4052 | 625740.3901 | 1659727.5819 | 17734.5322 | 742550.45 | 518643.9171 | 568975.5171 |  | 9553.2909
| April |  |  | 14553 | 628002 | 482815 | 12445 | 11329 | 1149144 | 13876 |  | Average=> | 4931.8422 |  |  |  |  | 2024-04-01 | 676901.1704 | 21934.1898 | 654966.9806 | 1212037.5557 | 13876.227 | 626789.8859 | 482836.9241 | 533523.0381 |  | 12445.321
| May |  |  | 11833 | 571865 | 459712 | 9659 | 11331 | 1064400 | 11197 | summer MWh = |  | 63333 | 4094064 | 2176849 | 55477 | 45335 | 2024-05-01 | 636395.6788 | 22681.7909 | 613713.8878 | 904569.0099 | 11196.6654 | 570959.7045 | 459735.2009 | 513375.8319 |  | 9659.1008
| June |  |  | 13312 | 761373 | 495571 | 16388 | 11332 | 1297976 | 12698 |  | First Block (0-600 kWh/month)=> | 25811.8382 | 1972746.6948 | <=on-peak=> | 24685.8196 | 0.44497 | 2024-06-01 | 613594.8561 | 22881.2857 | 590713.5704 | 952653.8733 | 11746.241 | 761373.4251 | 495594.0372 | 546749.8412 |  | 16387.796
| July |  |  | 16459 | 1076835 | 539399 | 11590 | 11333 | 1655616 | 15958 |  | Second Block (>600 kWh/month)=> | 35534.1618 | 2121317.3052 | <=off-peak=> | 30791.1804 |  | 2024-07-01 | 500681.2313 | 9443.182 | 491238.0493 | 1158882.6846 | 14799.3241 | 1076835.4658 | 539408.4083 | 602958.3873 |  | 11590.3718
| August |  |  | 17740 | 1206905 | 601943 | 14844 | 11334 | 1852766 | 17290 |  | Average=> | 1986.5429 |  |  |  |  | 2024-08-01 | 450086.9662 | 9008.0148 | 441078.9514 | 1132270.586 | 16158.1181 | 1206904.5697 | 601952.4405 | 665882.6565 |  | 14844.4391
| September |  |  | 15822 | 1048951 | 539936 | 12655 | 11336 | 1628700 | 15400 |  |  | PJM based kWh |  |  |  |  | 2024-09-01 | 422179.8791 | 2395.9582 | 419783.9209 | 1107961.3293 | 14291.5012 | 1048950.5176 | 539937.9741 | 603850.5681 |  | 12654.6345
| October |  |  | 10836 | 686079 | 456166 | 9518 | 11337 | 1173936 | 10376 |  |  | RT{1} |  |  | GST |  | 2024-10-01 | 460436.9567 | 11800.2131 | 448636.7436 | 858451.6662 | 10376.4675 | 685220.8468 | 456178.4651 | 511881.1721 |  | 9518.0213
| November |  |  | 10921 | 584113 | 445898 | 12458 | 11339 | 1064729 | 10410 | [7 empty] | 2024-11-01 | 511102.0454 | 11546.0555 | 499555.99 | 930860.5109 | 10409.7318 | 583181.7232 | 445910.4411 | 497606.3921 | 0 | 12458.4367 | 33841009.7192
| December |  |  | 15498 | 694392 | 467912 | 14281 | 11338 | 1203421 | 14906 |  | Winter MWh => | 122419 |  | Winter MWh => | 96129 |  | 2024-12-01 | 591965.7284 | 11634.9024 | 580330.826 | 1335514.9208 | 14906.4369 | 693055.6396 | 467923.5039 | 518577.3389 | 0 | 14280.6384 | 36658867.3648
| Total |  |  | 185752 | 9662333 | 6034796 | 151606 | 135988 | 16170475 | 178834 |  | on-peak=> | 58300.456 | 0.47624 | <=on-peak=> | 51619.9493 | 0.53699 |  | 6918385.1268 | 214330.8713 | 6704054.2555 | 14635166.2879 | 174482.7157 | 9652048.1591 | 6035011.3308 | 6691984.8698 | 0 | 151607.5438 | 429974947.8453
[12 empty] | off-peak=> | 64118.544 |  | <=off-peak=> | 44509.0507
[18 empty] | OPWH | CTWH Total | CTWH GS | CTWH RS | CTWH RSH |  | WH On | WH Off
Table #4 | Forwards Prices - Energy Only @ bulk system |  |  |  |  | Table #5 | Zone-Hub Basis Differential |  |  |  |  | Summer MWh => | 63333 |  | Summer MWh => | 55477 |  | 269747.5145 | 444420.7915 | 43562.5864 | 396190.279 | 4667.9261 |  | 158.5306 | 555.6377
| in $/MWh | [5 empty] | Based on 3 Year Average |  |  |  |  | on-peak=> | 32944.4827 | 0.52018 | <=on-peak=> | 31103.506 | 0.56066 | 264212.5125 | 428643.0007 | 18066.5141 | 406582.8579 | 3993.6287 |  | 153.3836 | 539.4719
|  | Initial | Adjusted | Initial | Adjusted | [6 empty] | off-peak=> | 30388.5173 |  | <=off-peak=> | 24373.494 |  | 252497.9696 | 395518.8257 | 19023.8114 | 372636.9508 | 3858.0635 |  | 142.5666 | 505.4502 | 4094063.9781
|  | On-Peak | On-Peak | Off-Peak | Off-Peak |  | On-Peak | Off-Peak |  |  |  |  | Delta between PJM and Tariff based On-Peak kWh |  |  |  |  | 263087.3113 | 413813.8591 | 18184.9541 | 391260.2275 | 4368.6775 |  | 149.0314 | 527.8698
| January | 105.85 | 152.17 | 35.019 | 50.343 |  | 83.79% | 89.89% |  |  |  |  | RT{1} |  |  | GST |  | 260048.9856 | 376346.6931 | 18811.2095 | 353815.4896 | 3719.994 |  | 138.012 | 498.3837
| February | 98.35 | 141.388 | 33.005 | 47.448 |  | 83.79% | 89.89% | [9 empty] | 242995.3931 | 370599.4629 | 20065.62 | 347295.362 | 3238.4809 |  | 134.3469 | 479.2479
| March | 56.95 | 81.872 | 26.767 | 38.48 |  | 83.79% | 89.89% |  |  |  | Winter |  |  | Winter |  |  | 212667.7894 | 288013.4419 | 6694.5225 | 278234.8728 | 3084.0466 |  | 107.2445 | 393.4367
| April | 50.35 | 72.383 | 23.491 | 33.771 |  | 83.79% | 89.89% |  |  |  | On-peak kWh=> | 16106.3879 |  | On-peak kWh=> | 10986.05 |  | 185947.6208 | 264139.3454 | 6622.8111 | 254888.0054 | 2628.5289 |  | 97.2724 | 352.8146
| May | 50.45 | 72.527 | 23.885 | 34.337 |  | 83.79% | 89.89% |  |  |  | Associated $=> | 883817.6553 |  | Associated $=> | 585507.3604 |  | 179793.6025 | 242386.2767 | 0 | 240501.3199 | 1884.9567 |  | 90.352 | 331.8279
| June | 59.3 | 94.594 | 20.359 | 32.476 |  | 83.21% | 89.58% | [9 empty] | 191210.4519 | 269226.5048 | 9392.2926 | 257324.7072 | 2509.505 |  | 99.346 | 361.0909
| July | 77.45 | 123.547 | 24.478 | 39.047 |  | 83.21% | 89.58% |  |  |  | Summer |  |  | Summer |  |  | 212295.192 | 298806.8535 | 9024.8475 | 286788.4304 | 2993.5756 |  | 110.2704 | 400.8317
| August | 68.6 | 109.429 | 22.401 | 35.734 |  | 83.21% | 89.58% |  |  |  | On-peak kWh=> | 7132.6445 |  | On-peak kWh=> | 6417.6864 |  | 238090.1287 | 353875.5996 | 8841.6231 | 341284.4605 | 3749.516 |  | 129.0058 | 462.9599
| September | 55.65 | 88.772 | 21.229 | 33.864 |  | 83.21% | 89.58% |  |  |  | Associated $=> | 442713.1015 |  | Associated $=> | 389343.5278
| October | 49.8 | 71.593 | 23.806 | 34.224 |  | 83.79% | 89.89%
| November | 52.9 | 76.049 | 24.043 | 34.564 |  | 83.79% | 89.89%
| December | 69.95 | 100.56 | 25.701 | 36.948 |  | 83.79% | 89.89%
Average Daily
Table #6 | Losses |  |  | RT{1} | RS{2} | GS{3} | GST {4} | OL/SL | [11 empty] | On-Peak PJM | Total | Total | On-peak
[20 empty] | Hours Mon=>Fri | On-peak | Hours | %
| Loss Factors = |  |  | 10.55% | 10.55% | 10.55% | 10.55% | 10.55% | [10 empty] | OPWH | 4 | 1042.8571 | 8760 | 0.11905
| Expansion Factor = |  |  | 1.118 | 1.118 | 1.118 | 1.118 | 1.118 | [10 empty] | CTWH | 9.5577 | 2491.8269 | 8760 | 0.28446
| Loss Factors from Transmission Nodes = |  |  | 9.769% | 9.769% | 9.769% | 9.769% | 9.769%
| Expansion Factor to Transmission Nodes = |  |  | 1.1083 | 1.1083 | 1.1083 | 1.1083 | 1.1083
{4} The GS and GST units exclude the units associated with the 500 kW and above PLS accounts that will be required to take service under BGS-CIEP
Jersey Central Power & Light
Attachment 2
Table #7 | Summary of Average BGS Energy Only Unit Costs @ customer - PJM Time Periods
based on Forwards prices corrected for zone-hub differential and losses - PJM time periods
in $/MWh
|  |  |  | RT{1} | RS{2} | GS{3} | GST {4} | OL/SL
| Summer - all hrs |  |  | 67.8062 | 68.174 | 70.6955 | 69.188 | 53.1104
| PJM on pk |  |  | 97.5881 | 97.7799 | 96.9552 | 95.8418 | 96.232
| PJM off pk |  |  | 35.5195 | 35.61 | 35.4748 | 35.1745 | 35.3838
| Winter - all hrs |  |  | 66.4559 | 66.3043 | 67.8099 | 68.3115 | 54.8668
| PJM on pk |  |  | 95.1967 | 92.9612 | 90.507 | 92.988 | 90.1912
| PJM off pk |  |  | 40.323 | 39.7729 | 39.3417 | 39.6925 | 38.9415
| Annual |  |  | 66.9163 | 67.0965 | 68.8507 | 68.6322 | 54.2813
| System Total | 67.6557
Table #8 | Summary of Average BGS Energy Only Costs @ customer - PJM Time Periods
based on Forwards prices corrected for zone-hub differential and losses
in $1000
|  |  |  | RT{1} | RS{2} | GS{3} | GST {4} | OL/SL | Total
| Summer - all hrs |  |  | 4294.3728 | 279108.5258 | 153893.3469 | 3838.3405 | 2407.7604 | 443542.3464
| PJM on pk |  |  | 3214.9883 | 209682.103 | 120909.4492 | 2981.0151 | 1270.9589 | 338058.5145
| PJM off pk |  |  | 1079.3845 | 69426.4228 | 32983.8977 | 857.3254 | 1136.8015 | 105483.8319
| Winter - all hrs |  |  | 8135.4647 | 369200.3494 | 261606.8097 | 6566.7124 | 4973.8415 | 650483.1777
| PJM on pk |  |  | 5550.0129 | 258206.3392 | 194277.4563 | 4800.0371 | 2540.6398 | 465374.4853
| PJM off pk |  |  | 2585.4518 | 110994.0102 | 67329.3534 | 1766.6753 | 2433.2017 | 185108.6924
| Annual |  |  | 12429.8375 | 648308.8752 | 415500.1566 | 10405.0528 | 7381.6019 | 1094025.5241
| System Total | 1094025.5241
Jersey Central Power & Light
Attachment 2
Table #9 | Summary of Average BGS Energy Only Unit Costs @ customer - JCP&L Time Periods | [11 empty] | MWhs in JCP&L time periods |  |  | MWhs in PJM time periods |  |  | Difference in MWhs |  |  | Check on total $ recovered
| based on Forwards prices corrected for zone-hub differential and losses - JCP&L billing time periods | [17 empty] | (PJM - JCP&L) |  |  | JCP&L time periods |  |  | PJM time periods (Table #8)
in $/MWh
|  |  |  | RT{1} | RS{2} | GS{3} | GST {4} | OL/SL |  |  |  |  | GST {4} |  |  | GST {4} |  |  | GST {4} |  |  | GST {4} |  |  | GST {4}
| Summer - all hrs |  |  | 67.8062 | 68.174 | 70.6955 | 69.188 | 53.1104 |  |  |  | Summer
| JCP&L On pk |  |  | 104.933 |  |  | 103.7277 |  |  |  |  | On-Peak | 24685.8196 |  |  | 31103.506 |  |  | 6417.6864 |  |  | 2560.6044
| JCP&L Off pk |  |  | 40.8422 |  |  | 41.4968 |  |  |  |  | Off-Peak | 30791.1804 |  |  | 24373.494 |  |  | -6417.6864 |  |  | 1277.7361
[22 empty] | 3838.3405 |  |  | 3838.3405
| Winter - all hrs |  |  | 66.4559 | 66.3043 | 67.8099 | 68.3115 | 54.8668 |  |  |  | Winter
| JCP&L On pk |  |  | 104.5201 |  |  | 100.1927 |  |  |  |  | On-Peak | 40633.8993 |  |  | 51619.9493 |  |  | 10986.05 |  |  | 4071.2197
| JCP&L Off pk |  |  | 45.1205 |  |  | 44.9678 |  |  |  |  | Off-Peak | 55495.1007 |  |  | 44509.0507 |  |  | -10986.05 |  |  | 2495.4927
[22 empty] | 6566.7124 |  |  | 6566.7124
| Annual Average |  |  | 66.9163 | 67.0965 | 68.8507 | 68.6322 | 54.2813
| System Average | 67.6557
[13 empty] | RT{1} |  |  | RT{1} |  |  | RT{1} |  |  | RT{1} |  |  | RT{1}
Table #10 | Generation & Transmission Obligations and Costs and Other Adjustments | [10 empty] | Summer | For Proof | For Calculation |  | For Proof | For Calculation |  | For Proof | For Calculation |  | Proof |  |  | Proof
| obligations - annual average forecasted for 2024; costs are market estimates | [7 empty] | BGS-RSCP |  |  | On-Peak | 25811.8382 | 26644.7391 |  | 32944.4827 | 32108.6283 |  | 7132.6445 | 6296.7901 |  | 2708.5143
| in MW |  |  | RT{1} | RS{2} | GS{3} | GST {4} | OL/SL | TOTAL |  |  | Off-Peak | 35534.1618 | 36688.2609 |  | 30388.5173 | 29237.8288 |  | -5145.6445 | -6296.333 |  | 1451.2933
[12 empty] | Average | 1986.5429 |  |  | 0 | 0 |  | -1986.5429 |  |  | 134.7
| Gen Obl - MW |  |  | 49.3708 | 3511.7775 | 1213.2031 | 23.1191 | 0.052202 | 4797.5227 | [12 empty] | 4294.5077 |  |  | 4294.3728
Winter
| Trans Obl - MW | Not applicable for JCP&L - Transmission rates are based on Retail Tariff rates for the respective rate classes | [9 empty] | On-Peak | 42194.0681 | 43971.9537 |  | 58300.456 | 56529.2582 |  | 16106.3879 | 14335.1901 |  | 4410.1271
[12 empty] | Off-Peak | 75293.9319 | 78447.0463 |  | 64118.544 | 60957.8996 |  | -11175.3879 | -14336.0323 |  | 3397.2989
| # of Months and Days used in this analysis | [10 empty] | Average | 4931.8422 |  |  | 0 | 0 |  | -4931.8422 |  |  | 327.75
|  |  | # of summer days = | 122 |  | # of summer months = | 4 | [14 empty] | 8135.176 |  |  | 8135.4647
|  |  | # of winter days = | 243 |  | # of winter months = | 8
[6 empty] | total # months = | 12 | [17 empty] | 12429.8375
Transmission charges will be based on Retail Tariff rates for the applicable rate schedules
|  |  | Initial | Adjusted
| Generation Capacity cost | Summer | 50.96 | 73.26 | $/MW/day | Summer Total | 42878915
|  | Winter | 50.96 | 73.26 | $/MW/day | Winter Total | 85406363
[6 empty] | Annual Total | 128285278
Residential summer BGS + Transmission charge differential
per BPU and summer blocking percentages
---------- Rate ----------
|  | Charges |  | % usage
| Block 1 (0-600 kWh/m) |  |  | 48.19%
| Block 2 (>600 kWh/m) |  |  | 51.81%
| Differential (Excl. SUT) | 0.8652 | ¢/kWh
Table #11 | Ancillary Services |  | Initial | Adjusted
| Forecasted Ancillary Services Cost |  | 2 |  | $/MWh
| Renewable Portfolio Standard Cost |  | 16.92 |  | $/MWh
| forecasted overall annual average |  | 18.92 | 27.199 | $/MWh
Table #12 | Summary of Obligation Costs Expressed as $/MWh @ customer
|  |  |  | RT{1} | RS{2} | GS{3} | GST {4} | OL/SL
| Transmission Obl - all months |  |  | 0 | 0 | 0 | 0 | 0
| Generation Obl $/MWh - all months |  |  | 7.1072 | 9.7186 | 5.3756 | 4.0777 | 0.010265
| Generation Obl $/MWh - Summer - All Hours |  |  | 6.9673 | 7.6665 | 4.9812 |  | 0.010292
| Generation Obl $/MWh - Summer - On-Peak Hours |  |  | 16.561 |  |  | 8.3705
| Generation Obl $/MWh - Winter - All Hours |  |  | 7.1795 | 11.2274 | 5.5982 |  | 0.010251
| Generation Obl $/MWh - Winter - On-Peak Hours |  |  | 19.9879 |  |  | 10.1288
Jersey Central Power & Light
Attachment 2
Table #13 | Summary of BGS Unit Costs @ customer
NON-DEMAND RATES
includes energy, Generation obligations, and Ancillary Services - adjusted to billing time periods
in $/MWh
|  |  |  | RT{1} | RS{2} | GS{3} | GST {4} | OL/SL
| Summer - all hrs |  |  | 105.182 | 106.2489 | 106.0851 |  | 83.5292
| JCP&L On pk |  |  | 151.9024 |  |  | 142.5067
| JCP&L Off pk |  |  | 71.2507 |  |  | 71.9053
| Block 1 (0-600 kWh/m) |  |  |  | 101.766
| Block 2 (>600 kWh/m) |  |  |  | 110.418
| Winter - all hrs |  |  | 104.0439 | 107.9402 | 103.8165 |  | 85.2855
| JCP&L On pk |  |  | 154.9164 |  |  | 140.7299
| JCP&L Off pk |  |  | 75.5289 |  |  | 75.3763
| Annual -all hrs |  |  | 104.4319 | 107.2236 | 104.6348 | 103.1184 | 84.7
DEMAND RATES
includes energy and Ancillary Services, G&T obligations charged separately - adjusted to billing time periods
in $/MWh
JCP&L does not have a demand component in its BGS charges
Jersey Central Power & Light
Attachment 2
Table #14 | Units @ Customer
in kWh
|  |  |  | RT{1} | RS{2} | GS{3} | GST {4} | OL/SL
| Summer - all hrs |  |  | 1986542.9326 |  | 2176849000 |  | 45335000
| JCP&L On pk |  |  | 25810490 |  |  | 24685819.6
| JCP&L Off pk |  |  | 35535967.0674 |  |  | 30791180.4
| Block 1 (0-600 kWh/m) |  |  |  | 1972747000
| Block 2 (>600 kWh/m) |  |  |  | 2121317000
| Winter - all hrs |  |  | 4931842.1942 | 5568269000 | 3857947000 |  | 90653000
| JCP&L On pk |  |  | 42195281.2813 |  |  | 40633899.3
| JCP&L Off pk |  |  | 75291876.5245 |  |  | 55495100.7
Total
| Summer Total |  |  | 63333000 | 4094064000 | 2176849000 | 55477000 | 45335000 | 6435058000
| Winter Total |  |  | 122419000 | 5568269000 | 3857947000 | 96129000 | 90653000 | 9735417000
| Annual Total |  |  | 185752000 | 9662333000 | 6034796000 | 151606000 | 135988000 | 16170475000
Table #15 | Summary of Total Estimated BGS Costs by Season
|  |  |  | RT{1} | RS{2} | GS{3} | GST {4} | OL/SL | Total
Total Costs by Rate - in $1000
| Summer - all hrs |  |  | 208.9486 |  | 230931.2449 |  | 3786.7945
| JCP&L On pk |  |  | 3920.6765 |  |  | 3517.8946
| JCP&L Off pk |  |  | 2531.9611 |  |  | 2214.0485
| Block 1 (0-600 kWh/m) |  |  |  | 200758.4945
| Block 2 (>600 kWh/m) |  |  |  | 234231.498
| Winter - all hrs |  |  | 513.1279 | 601040.1346 | 400518.7013 |  | 7731.389
| JCP&L On pk |  |  | 6536.7431 |  |  | 5718.4052
| JCP&L Off pk |  |  | 5686.7162 |  |  | 4183.0133
Total Costs - in $1000
| Summer |  |  | 6661.5862 | 434989.9925 | 230931.2449 | 5731.9431 | 3786.7945 | 682101.5612
| Winter |  |  | 12736.5872 | 601040.1346 | 400518.7013 | 9901.4185 | 7731.389 | 1031928.2306
| Total |  |  | 19398.1735 | 1036030.127 | 631449.9462 | 15633.3615 | 11518.1835 | 1714029.7917
% of Annual Total $
| Summer |  |  | 34.34% | 41.99% | 36.57% | 36.66% | 32.88% | 39.8%
| Winter |  |  | 65.66% | 58.01% | 63.43% | 63.34% | 67.12% | 60.2%
Jersey Central Power & Light
Attachment 2
Table #16 | Customer & Bulk System Costs
Customer Costs Per Allocation Matrix
| Grand Total Cost in $1000 = | 1714029.7917
| Seasonal Units |  |  | RT{1} | RS{2} | GS{3} | GST {4} | OL/SL | Total
| Summer |  |  | 70806 | 4577160 | 2433716 | 62023 | 50684 | 7194389
| Winter |  |  | 136864 | 6225320 | 4313182 | 107472 | 101350 | 10884188
| Supplier Payment in $1000 |  | Seasonal | Price per MWH
| 2023 Auction with Capacity Proxy True-Up |  | Factor | 94.81 | Units | Payment
| Seasonally Adjusted Summer Payment |  | 1 | 94.81 | 7194389 | 682100
| Seasonally Adjusted Winter Payment |  | 1 | 94.81 | 10884188 | 1031930
| Total Supplier Payment |  |  |  |  | 1714030
Table #17 | Adjustment Factor Calculation |  |  |  | Seasonal | Adjustment
[5 empty] | Supplier | Factor | Adjustment
| Allocated Customer Costs on a per MWh basis (on bulk system MWhs): |  |  |  | Payment | Calculation | Factor
| Summer | 94.8102 | per MWh @ bulk system |  | 94.81 | 1 | 1.5952
| Winter | 94.8098 | per MWh @ bulk system |  | 94.81 | 1 | 1.4376
Assumptions:
| Generation Capacity Cost = | 73.26 | per MW day Summer
|  | 73.26 | per MW day Winter
| Transmission cost = | Zero, as Transmission product will be excluded from BGS product starting June 1, 2021.
| Analysis time period = | 4 | summer months
|  | 8 | winter months
| Ancillary Services = | 27.199 | per MWh
| Energy Costs = | Based on Forwards prices @ PJM West corrected for hub-zone basis differential (both based on the figures used to derive the
Bid Factors and establish retail rates in Post Transition Year 21 and adjusted to match the total cost at the actual supplier bid price.
| Usage patterns = | forecasted 2024 energy use by class based upon PJM on/off % from 2021 through 2023 class load profiles
JCP&L billing on/off % from 2024 forecasted billing determinants
| Obligations = | class totals for 2024 excluding accounts required to take service under BGS-CIEP as of June 1, 2025
| Losses = | Consistent with Losses as approved by the BPU
| PJM Time Periods = | PJM trading time periods - 7 AM to 11 PM weekdays, local time, excluding NERC
holidays - New Year's, Memorial, 4th of July, Labor Day, Thanksgiving & Christmas
| JCP&L Billing time periods = | RT On-peak hours are 8 am to 8 pm Eastern Standard Time, Monday through Friday.
GST On-peak hours are 8 am to 8 pm prevailing time, Monday through Friday.
The Holidays identified by PJM are not excluded from the RT or GST Billing On-Peak kWh.
| NJ Sales and Use Tax (SUT) = | SUT excluded from all costs
Note on R66: 1502: equals billing month first block adjusted by billing month versus calendar month summer total
Note on R67: 1502: equals billing month first block adjusted by billing month versus calendar month summer total

## BGS PTY22 Cost Alloc
RCR-BGS-048-Attachment A
Jersey Central Power & Light
Attachment 2
2025 BGS Auction Cost and Bid Factor Tables
2024/2025 BGS Supply Period Estimated Supplier Payments Allocated by Rate Class
Development of Post Transition Period BGS Cost and Bid Factors
Adjusted to Billing Time Periods
Based on an average of 2021,2022 and 2023 Load Profile Information
Table #1 | % Usage During PJM On-Peak Period |  |  | On-Peak periods defined as the 16 hr PJM Trading period, adj for NERC holidays | [8 empty] | % usage during Off-Peak period
|  |  |  | Profile Meter Data | Profile Meter Data | Profile Meter Data | Profile Meter Data | Other Analysis |  |  |  |  | Profile Meter Data | Profile Meter Data | Profile Meter Data | Profile Meter Data | Other Analysis
| (data rounded to nearest .01 %) |  |  | RT{1} | RS{2} | GS{3} | GST | OL/SL |  |  |  |  | RT{1} | RS{2} | GS{3} | GST | OL/SL
| January |  |  | 44.99% | 47.43% | 52.46% | 50.7% | 31.56% |  |  |  |  | 55.01% | 52.57% | 47.54% | 49.3% | 68.44%
| February |  |  | 47.74% | 50.42% | 55.49% | 54.02% | 30.59% |  |  |  |  | 52.26% | 49.58% | 44.51% | 45.98% | 69.41%
| March |  |  | 50.47% | 53.23% | 58.88% | 55.97% | 31.75% |  |  |  |  | 49.53% | 46.77% | 41.12% | 44.03% | 68.25%
| April |  |  | 48.96% | 51% | 56.46% | 54.92% | 30.21% |  |  |  |  | 51.04% | 49% | 43.54% | 45.08% | 69.79%
| May |  |  | 45.22% | 47.45% | 54.67% | 52.85% | 28.6% |  |  |  |  | 54.78% | 52.55% | 45.33% | 47.15% | 71.4%
| June |  |  | 53.9% | 54.6% | 58.72% | 58% | 30.25% |  |  |  |  | 46.1% | 45.4% | 41.28% | 42% | 69.75%
| July |  |  | 50.47% | 50.35% | 54.39% | 52.84% | 26.24% |  |  |  |  | 49.53% | 49.65% | 45.61% | 47.16% | 73.76%
| August |  |  | 54.76% | 55.16% | 59.25% | 57.05% | 30.06% |  |  |  |  | 45.24% | 44.84% | 40.75% | 42.95% | 69.94%
| September |  |  | 48.97% | 49.65% | 56.68% | 55.36% | 29.98% |  |  |  |  | 51.03% | 50.35% | 43.32% | 44.64% | 70.02%
| October |  |  | 47.66% | 49.88% | 55.96% | 53.83% | 31.24% |  |  |  |  | 52.34% | 50.12% | 44.04% | 46.17% | 68.76%
| November |  |  | 47.15% | 50.15% | 56.21% | 54.13% | 32.18% |  |  |  |  | 52.85% | 49.85% | 43.79% | 45.87% | 67.82%
| December |  |  | 48.38% | 49.41% | 54.91% | 53.99% | 32.46% |  |  |  |  | 51.62% | 50.59% | 45.09% | 46.01% | 67.54%
Table #2 | % Usage During JCP&L On-Peak Billing Period |  |  |  | On-Peak periods as defined in specified rate schedule
|  |  |  | 2024 Forecasted Calendar Month Sales | N/A | N/A | 2024 Forecasted Calendar Month Sales | N/A |  |  |  |  | 2024 Forecasted Calendar Month Sales | N/A | N/A | 2024 Forecasted Calendar Month Sales | N/A
| (data rounded to nearest .01 %) |  |  | RT{1} | RS{2} | GS{3} | GST | OL/SL |  |  |  |  | RT{1} | RS{2} | GS{3} | GST | OL/SL
| January |  |  | 35.58% | ---- | ---- | 41.98% | ---- |  |  |  |  | 64.42% |  |  | 58.02%
| February |  |  | 34.81% | ---- | ---- | 41.29% | ---- |  |  |  |  | 65.19% |  |  | 58.71%
| March |  |  | 34.72% | ---- | ---- | 41.34% | ---- |  |  |  |  | 65.28% |  |  | 58.66%
| April |  |  | 35.63% | ---- | ---- | 41.75% | ---- |  |  |  |  | 64.37% |  |  | 58.25%
| May |  |  | 37.99% | ---- | ---- | 42.45% | ---- |  |  |  |  | 62.01% |  |  | 57.55%
| June |  |  | 40.87% | ---- | ---- | 44.05% | ---- |  |  |  |  | 59.13% |  |  | 55.95%
| July |  |  | 42.47% | ---- | ---- | 45.09% | ---- |  |  |  |  | 57.53% |  |  | 54.91%
| August |  |  | 42.87% | ---- | ---- | 44.39% | ---- |  |  |  |  | 57.13% |  |  | 55.61%
| September |  |  | 41.77% | ---- | ---- | 44.66% | ---- |  |  |  |  | 58.23% |  |  | 55.34%
| October |  |  | 38.54% | ---- | ---- | 44.49% | ---- |  |  |  |  | 61.46% |  |  | 55.51%
| November |  |  | 36.2% | ---- | ---- | 43.33% | ---- |  |  |  |  | 63.8% |  |  | 56.67%
| December |  |  | 35.9% | ---- | ---- | 42.05% | ---- |  |  |  |  | 64.1% |  |  | 57.95%
{1} For BGS purposes the RT rate class includes the RS and GS rate class Off-Peak (OPWH) and Controlled Water Heating (CTWH) provisions. The RT rate class also includes the
summer billing month RGT rate class usage. OPWH and CTWH is billed on the average RT rates, while RT and Summer RGT use is billed at on-peak and off-peak rates.
{2} For BGS purposes the RS rate class excludes the Off-Peak and Controlled Water Heating provisions and includes
the winter billing month RGT rate class usage
{3} For BGS purposes the GS rate class excludes the Off-Peak and Controlled Water Heating provisions
Jersey Central Power & Light
Attachment 2
Forecast 2024 Delivery MWh
Table #3 | Class Usage @ customer | [20 empty] | kWh
| calendar month sales forecasted for 2024 | [11 empty] | Tariff Based kWh | [5 empty] | Total
| in MWh |  |  | RT{1} | RS{2} | GS{3} | GST {4} | OL/SL | Total | RT Less |  |  | RT{1} | RS{2} | GS{3} | GST | OL/SL |  | WH | WH GS | WH RS | RGT | RT | RS | GS | GS |  | GST
Water Heating
| January |  |  | 19988 | 843633 | 507045 | 14625 | 11325 | 1396616 | 19274 | winter MWh = |  | 122419 | 5568269 | 3857947 | 96129 | 90653 | 2024-01-01 | 714168.3059 | 47310.4503 | 666857.8556 | 1738459.1219 | 19273.6675 | 841894.9478 | 507092.1317 | 559184.2377 |  | 14625.4779
| February |  |  | 20407 | 815975 | 519777 | 13590 | 11326 | 1381075 | 19714 |  | On-Peak=> | 42194.0681 |  | <=on-peak=> | 40633.8993 | 0.4227 | 2024-02-01 | 692855.5132 | 21418.4234 | 671437.0898 | 1643777.4473 | 19713.8029 | 814330.9831 | 519797.8868 | 569419.8888 |  | 13590.0154
| March |  |  | 18383 | 744210 | 518622 | 9553 | 11328 | 1302096 | 17735 |  | Off-Peak=> | 75293.9319 |  | <=off-peak=> | 55495.1007 |  | 2024-03-01 | 648016.7953 | 22276.4052 | 625740.3901 | 1659727.5819 | 17734.5322 | 742550.45 | 518643.9171 | 568975.5171 |  | 9553.2909
| April |  |  | 14553 | 628002 | 482815 | 12445 | 11329 | 1149144 | 13876 |  | Average=> | 4931.8422 |  |  |  |  | 2024-04-01 | 676901.1704 | 21934.1898 | 654966.9806 | 1212037.5557 | 13876.227 | 626789.8859 | 482836.9241 | 533523.0381 |  | 12445.321
| May |  |  | 11833 | 571865 | 459712 | 9659 | 11331 | 1064400 | 11197 | summer MWh = |  | 63333 | 4094064 | 2176849 | 55477 | 45335 | 2024-05-01 | 636395.6788 | 22681.7909 | 613713.8878 | 904569.0099 | 11196.6654 | 570959.7045 | 459735.2009 | 513375.8319 |  | 9659.1008
| June |  |  | 13312 | 761373 | 495571 | 16388 | 11332 | 1297976 | 12698 |  | First Block (0-600 kWh/month)=> | 25811.8382 | 1972746.6948 | <=on-peak=> | 24685.8196 | 0.44497 | 2024-06-01 | 613594.8561 | 22881.2857 | 590713.5704 | 952653.8733 | 11746.241 | 761373.4251 | 495594.0372 | 546749.8412 |  | 16387.796
| July |  |  | 16459 | 1076835 | 539399 | 11590 | 11333 | 1655616 | 15958 |  | Second Block (>600 kWh/month)=> | 35534.1618 | 2121317.3052 | <=off-peak=> | 30791.1804 |  | 2024-07-01 | 500681.2313 | 9443.182 | 491238.0493 | 1158882.6846 | 14799.3241 | 1076835.4658 | 539408.4083 | 602958.3873 |  | 11590.3718
| August |  |  | 17740 | 1206905 | 601943 | 14844 | 11334 | 1852766 | 17290 |  | Average=> | 1986.5429 |  |  |  |  | 2024-08-01 | 450086.9662 | 9008.0148 | 441078.9514 | 1132270.586 | 16158.1181 | 1206904.5697 | 601952.4405 | 665882.6565 |  | 14844.4391
| September |  |  | 15822 | 1048951 | 539936 | 12655 | 11336 | 1628700 | 15400 |  |  | PJM based kWh |  |  |  |  | 2024-09-01 | 422179.8791 | 2395.9582 | 419783.9209 | 1107961.3293 | 14291.5012 | 1048950.5176 | 539937.9741 | 603850.5681 |  | 12654.6345
| October |  |  | 10836 | 686079 | 456166 | 9518 | 11337 | 1173936 | 10376 |  |  | RT{1} |  |  | GST |  | 2024-10-01 | 460436.9567 | 11800.2131 | 448636.7436 | 858451.6662 | 10376.4675 | 685220.8468 | 456178.4651 | 511881.1721 |  | 9518.0213
| November |  |  | 10921 | 584113 | 445898 | 12458 | 11339 | 1064729 | 10410 | [7 empty] | 2024-11-01 | 511102.0454 | 11546.0555 | 499555.99 | 930860.5109 | 10409.7318 | 583181.7232 | 445910.4411 | 497606.3921 | 0 | 12458.4367 | 33841009.7192
| December |  |  | 15498 | 694392 | 467912 | 14281 | 11338 | 1203421 | 14906 |  | Winter MWh => | 122419 |  | Winter MWh => | 96129 |  | 2024-12-01 | 591965.7284 | 11634.9024 | 580330.826 | 1335514.9208 | 14906.4369 | 693055.6396 | 467923.5039 | 518577.3389 | 0 | 14280.6384 | 36658867.3648
| Total |  |  | 185752 | 9662333 | 6034796 | 151606 | 135988 | 16170475 | 178834 |  | on-peak=> | 58300.456 | 0.47624 | <=on-peak=> | 51619.9493 | 0.53699 |  | 6918385.1268 | 214330.8713 | 6704054.2555 | 14635166.2879 | 174482.7157 | 9652048.1591 | 6035011.3308 | 6691984.8698 | 0 | 151607.5438 | 429974947.8453
[12 empty] | off-peak=> | 64118.544 |  | <=off-peak=> | 44509.0507
[18 empty] | OPWH | CTWH Total | CTWH GS | CTWH RS | CTWH RSH |  | WH On | WH Off
Table #4 | Forwards Prices - Energy Only @ bulk system |  |  |  |  | Table #5 | Zone-Hub Basis Differential |  |  |  |  | Summer MWh => | 63333 |  | Summer MWh => | 55477 |  | 269747.5145 | 444420.7915 | 43562.5864 | 396190.279 | 4667.9261 |  | 158.5306 | 555.6377
| in $/MWh | [5 empty] | Based on 3 Year Average |  |  |  |  | on-peak=> | 32944.4827 | 0.52018 | <=on-peak=> | 31103.506 | 0.56066 | 264212.5125 | 428643.0007 | 18066.5141 | 406582.8579 | 3993.6287 |  | 153.3836 | 539.4719
|  | Initial | Adjusted | Initial | Adjusted | [6 empty] | off-peak=> | 30388.5173 |  | <=off-peak=> | 24373.494 |  | 252497.9696 | 395518.8257 | 19023.8114 | 372636.9508 | 3858.0635 |  | 142.5666 | 505.4502 | 4094063.9781
|  | On-Peak | On-Peak | Off-Peak | Off-Peak |  | On-Peak | Off-Peak |  |  |  |  | Delta between PJM and Tariff based On-Peak kWh |  |  |  |  | 263087.3113 | 413813.8591 | 18184.9541 | 391260.2275 | 4368.6775 |  | 149.0314 | 527.8698
| January | 61.55 | 76.136 | 51.855 | 64.144 |  | 82.66% | 89.72% |  |  |  |  | RT{1} |  |  | GST |  | 260048.9856 | 376346.6931 | 18811.2095 | 353815.4896 | 3719.994 |  | 138.012 | 498.3837
| February | 55.7 | 68.9 | 48.614 | 60.135 |  | 82.66% | 89.72% | [9 empty] | 242995.3931 | 370599.4629 | 20065.62 | 347295.362 | 3238.4809 |  | 134.3469 | 479.2479
| March | 48.2 | 59.622 | 34.879 | 43.145 |  | 82.66% | 89.72% |  |  |  | Winter |  |  | Winter |  |  | 212667.7894 | 288013.4419 | 6694.5225 | 278234.8728 | 3084.0466 |  | 107.2445 | 393.4367
| April | 45.5 | 56.283 | 31.484 | 38.945 |  | 82.66% | 89.72% |  |  |  | On-peak kWh=> | 16106.3879 |  | On-peak kWh=> | 10986.05 |  | 185947.6208 | 264139.3454 | 6622.8111 | 254888.0054 | 2628.5289 |  | 97.2724 | 352.8146
| May | 47.9 | 59.251 | 31.561 | 39.04 |  | 82.66% | 89.72% |  |  |  | Associated $=> | 146187.2472 |  | Associated $=> | 100693.9034 |  | 179793.6025 | 242386.2767 | 0 | 240501.3199 | 1884.9567 |  | 90.352 | 331.8279
| June | 45.25 | 61.359 | 29.642 | 40.195 |  | 83.89% | 89.82% | [9 empty] | 191210.4519 | 269226.5048 | 9392.2926 | 257324.7072 | 2509.505 |  | 99.346 | 361.0909
| July | 59.8 | 81.089 | 33.953 | 46.041 |  | 83.89% | 89.82% |  |  |  | Summer |  |  | Summer |  |  | 212295.192 | 298806.8535 | 9024.8475 | 286788.4304 | 2993.5756 |  | 110.2704 | 400.8317
| August | 53.9 | 73.089 | 31.781 | 43.095 |  | 83.89% | 89.82% |  |  |  | On-peak kWh=> | 7132.6445 |  | On-peak kWh=> | 6417.6864 |  | 238090.1287 | 353875.5996 | 8841.6231 | 341284.4605 | 3749.516 |  | 129.0058 | 462.9599
| September | 46.2 | 62.648 | 30.377 | 41.192 |  | 83.89% | 89.82% |  |  |  | Associated $=> | 162439.5268 |  | Associated $=> | 139845.1402
| October | 44.45 | 54.984 | 34.763 | 43.001 |  | 82.66% | 89.72%
| November | 45.95 | 56.839 | 35.959 | 44.481 |  | 82.66% | 89.72%
| December | 52.15 | 64.509 | 37.734 | 46.676 |  | 82.66% | 89.72%
Average Daily
Table #6 | Losses |  |  | RT{1} | RS{2} | GS{3} | GST {4} | OL/SL | [11 empty] | On-Peak PJM | Total | Total | On-peak
[20 empty] | Hours Mon=>Fri | On-peak | Hours | %
| Loss Factors = |  |  | 10.55% | 10.55% | 10.55% | 10.55% | 10.55% | [10 empty] | OPWH | 4 | 1042.8571 | 8760 | 0.11905
| Expansion Factor = |  |  | 1.118 | 1.118 | 1.118 | 1.118 | 1.118 | [10 empty] | CTWH | 9.5577 | 2491.8269 | 8760 | 0.28446
| Loss Factors from Transmission Nodes = |  |  | 9.701% | 9.701% | 9.701% | 9.701% | 9.701%
| Expansion Factor to Transmission Nodes = |  |  | 1.1074 | 1.1074 | 1.1074 | 1.1074 | 1.1074
{4} The GS and GST units exclude the units associated with the 500 kW and above PLS accounts that will be required to take service under BGS-CIEP
Jersey Central Power & Light
Attachment 2
Table #7 | Summary of Average BGS Energy Only Unit Costs @ customer - PJM Time Periods
based on Forwards prices corrected for zone-hub differential and losses - PJM time periods
in $/MWh
|  |  |  | RT{1} | RS{2} | GS{3} | GST {4} | OL/SL
| Summer - all hrs |  |  | 54.8182 | 55.0396 | 55.7748 | 54.889 | 49.2677
| PJM on pk |  |  | 65.7457 | 65.9391 | 65.3478 | 64.4626 | 64.8671
| PJM off pk |  |  | 42.9716 | 43.0511 | 42.9352 | 42.672 | 42.855
| Winter - all hrs |  |  | 53.6943 | 53.3348 | 53.2972 | 53.7344 | 50.6088
| PJM on pk |  |  | 58.4481 | 57.9337 | 57.4378 | 57.9782 | 57.3906
| PJM off pk |  |  | 49.3718 | 48.7575 | 48.1039 | 48.8126 | 47.5513
| Annual |  |  | 54.0775 | 54.0572 | 54.1909 | 54.1569 | 50.1617
| System Total | 54.0755
Table #8 | Summary of Average BGS Energy Only Costs @ customer - PJM Time Periods
based on Forwards prices corrected for zone-hub differential and losses
in $1000
|  |  |  | RT{1} | RS{2} | GS{3} | GST {4} | OL/SL | Total
| Summer - all hrs |  |  | 3471.8042 | 225335.6962 | 121413.4099 | 3045.0777 | 2233.5508 | 355499.5387
| PJM on pk |  |  | 2165.9595 | 141401.7023 | 81492.9936 | 2005.0122 | 856.7153 | 227922.3829
| PJM off pk |  |  | 1305.8447 | 83933.9939 | 39920.4162 | 1040.0656 | 1376.8355 | 127577.1558
| Winter - all hrs |  |  | 6573.1968 | 296982.5551 | 205617.8429 | 5165.438 | 4587.8359 | 518926.8686
| PJM on pk |  |  | 3407.5515 | 160915.093 | 123292.84 | 2992.8341 | 1616.6623 | 292224.9808
| PJM off pk |  |  | 3165.6453 | 136067.4621 | 82325.003 | 2172.6039 | 2971.1736 | 226701.8878
| Annual |  |  | 10045.001 | 522318.2513 | 327031.2528 | 8210.5157 | 6821.3866 | 874426.4074
| System Total | 874426.4074
Jersey Central Power & Light
Attachment 2
Table #9 | Summary of Average BGS Energy Only Unit Costs @ customer - JCP&L Time Periods
| based on Forwards prices corrected for zone-hub differential and losses - JCP&L billing time periods | [11 empty] | MWhs in JCP&L time periods |  |  | MWhs in PJM time periods |  |  | Difference in MWhs |  |  | Check on total $ recovered
| in $/MWh | [17 empty] | (PJM - JCP&L) |  |  | JCP&L time periods |  |  | PJM time periods (Table #8)
|  |  |  | RT{1} | RS{2} | GS{3} | GST {4} | OL/SL
[13 empty] | GST {4} |  |  | GST {4} |  |  | GST {4} |  |  | GST {4} |  |  | GST {4}
| Summer - all hrs |  |  | 54.8182 | 55.0396 | 55.7748 | 54.889 | 49.2677
| JCP&L On pk |  |  | 68.4441 |  |  | 67.2951 |  |  |  |  | Summer
| JCP&L Off pk |  |  | 44.9219 |  |  | 44.9429 |  |  |  |  | On-Peak | 24685.8196 |  |  | 31103.506 |  |  | 6417.6864 |  |  | 1661.2341
[12 empty] | Off-Peak | 30791.1804 |  |  | 24373.494 |  |  | -6417.6864 |  |  | 1383.8436
| Winter - all hrs |  |  | 53.6943 | 53.3348 | 53.2972 | 53.7344 | 50.6088 | [13 empty] | 3045.0777 |  |  | 3045.0777
| JCP&L On pk |  |  | 59.7724 |  |  | 59.2173 |  |  |  |  | Winter
| JCP&L Off pk |  |  | 50.2879 |  |  | 49.7199 |  |  |  |  | On-Peak | 40633.8993 |  |  | 51619.9493 |  |  | 10986.05 |  |  | 2406.2291
[12 empty] | Off-Peak | 55495.1007 |  |  | 44509.0507 |  |  | -10986.05 |  |  | 2759.2088
| Annual Average |  |  | 54.0775 | 54.0572 | 54.1909 | 54.1569 | 50.1617 | [13 empty] | 5165.438 |  |  | 5165.438
| System Average | 54.0755
Table #10 | Generation & Transmission Obligations and Costs and Other Adjustments | [11 empty] | RT{1} |  |  | RT{1} |  |  | RT{1} |  |  | RT{1} |  |  | RT{1}
| obligations - annual average forecasted for 2024; costs are market estimates | [7 empty] | BGS-RSCP
| in MW |  |  | RT{1} | RS{2} | GS{3} | GST {4} | OL/SL | TOTAL |  |  | Summer | For Proof | For Calculation |  | For Proof | For Calculation |  | For Proof | For Calculation |  | Proof |  |  | Proof
[12 empty] | On-Peak | 25811.8382 | 26644.7391 |  | 32944.4827 | 32108.6283 |  | 7132.6445 | 6296.7901 |  | 1766.6671
| Gen Obl - MW |  |  | 49.3708 | 3511.7775 | 1213.2031 | 23.1191 | 0.052202 | 4797.5227 |  |  | Off-Peak | 35534.1618 | 36688.2609 |  | 30388.5173 | 29237.8288 |  | -5145.6445 | -6296.333 |  | 1596.2608
[12 empty] | Average | 1986.5429 |  |  | 0 | 0 |  | -1986.5429 |  |  | 108.8988
| Trans Obl - MW | Not applicable for JCP&L - Transmission rates are based on Retail Tariff rates for the respective rate classes | [19 empty] | 3471.8268 |  |  | 3471.8042
Winter
| # of Months and Days used in this analysis | [10 empty] | On-Peak | 42194.0681 | 43971.9537 |  | 58300.456 | 56529.2582 |  | 16106.3879 | 14335.1901 |  | 2522.0408
|  |  | # of summer days = | 122 |  | # of summer months = | 4 |  |  |  |  | Off-Peak | 75293.9319 | 78447.0463 |  | 64118.544 | 60957.8996 |  | -11175.3879 | -14336.0323 |  | 3786.37
|  |  | # of winter days = | 243 |  | # of winter months = | 8 |  |  |  |  | Average | 4931.8422 |  |  | 0 | 0 |  | -4931.8422 |  |  | 264.8116
[6 empty] | total # months = | 12 | [14 empty] | 6573.2223 |  |  | 6573.1968
Transmission charges will be based on Retail Tariff rates for the applicable rate schedules
10045.001
|  |  | Initial | Adjusted
| Generation Capacity cost | Summer | 54.5 | 67.415 | $/MW/day | Summer Total | 39457849
|  | Winter | 54.5 | 67.415 | $/MW/day | Winter Total | 78592274
[6 empty] | Annual Total | 118050123
Residential summer BGS + Transmission charge differential
per BPU and summer blocking percentages
---------- Rate ----------
|  | Charges |  | % usage
| Block 1 (0-600 kWh/m) |  |  | 48.19%
| Block 2 (>600 kWh/m) |  |  | 51.81%
| Differential (Excl. SUT) | 0.8652 | ¢/kWh
Table #11 | Ancillary Services |  | Initial | Adjusted
| Forecasted Ancillary Services Cost |  | 2
| Renewable Portfolio Standard Cost |  | 20.88
| forecasted overall annual average |  | 22.88 | 28.302 | $/MWh
Table #12 | Summary of Obligation Costs Expressed as $/MWh @ customer
|  |  |  | RT{1} | RS{2} | GS{3} | GST {4} | OL/SL
| Transmission Obl - all months |  |  | 0 | 0 | 0 | 0 | 0
| Generation Obl $/MWh - all months |  |  | 6.5401 | 8.9432 | 4.9468 | 3.7524 | 0.0094458
| Generation Obl $/MWh - Summer - All Hours |  |  | 6.4115 | 7.0549 | 4.5838 |  | 0.0094705
| Generation Obl $/MWh - Summer - On-Peak Hours |  |  | 15.2396 |  |  | 7.7027
| Generation Obl $/MWh - Winter - All Hours |  |  | 6.6067 | 10.3316 | 5.1516 |  | 0.0094335
| Generation Obl $/MWh - Winter - On-Peak Hours |  |  | 18.3932 |  |  | 9.3206
Jersey Central Power & Light
Attachment 2
Table #13 | Summary of BGS Unit Costs @ customer
NON-DEMAND RATES
includes energy, Generation , and Ancillary Services - adjusted to billing time periods
in $/MWh
|  |  |  | RT{1} | RS{2} | GS{3} | GST {4} | OL/SL
| Summer - all hrs |  |  | 92.8713 | 93.7361 | 92.0002 |  | 80.9188
| JCP&L On pk |  |  | 115.3253 |  |  | 106.6393
| JCP&L Off pk |  |  | 76.5635 |  |  | 76.5845
| Block 1 (0-600 kWh/m) |  |  |  | 89.2531
| Block 2 (>600 kWh/m) |  |  |  | 97.9051
| Winter - all hrs |  |  | 91.9426 | 95.3081 | 90.0904 |  | 82.2598
| JCP&L On pk |  |  | 109.8072 |  |  | 100.1795
| JCP&L Off pk |  |  | 81.9295 |  |  | 81.3615
| Annual -all hrs |  |  | 92.2592 | 94.642 | 90.7793 | 89.5509 | 81.8127
DEMAND RATES
includes energy and Ancillary Services, G&T obligations charged separately - adjusted to billing time periods
in $/MWh
JCP&L does not have a demand component in its BGS charges
Jersey Central Power & Light
Attachment 2
Table #14 | Units @ Customer
in kWh
|  |  |  | RT{1} | RS{2} | GS{3} | GST {4} | OL/SL
| Summer - all hrs |  |  | 1986542.9326 |  | 2176849000 |  | 45335000
| JCP&L On pk |  |  | 25810490 |  |  | 24685819.6
| JCP&L Off pk |  |  | 35535967.0674 |  |  | 30791180.4
| Block 1 (0-600 kWh/m) |  |  |  | 1972747000
| Block 2 (>600 kWh/m) |  |  |  | 2121317000
| Winter - all hrs |  |  | 4931842.1942 | 5568269000 | 3857947000 |  | 90653000
| JCP&L On pk |  |  | 42195281.2813 |  |  | 40633899.3
| JCP&L Off pk |  |  | 75291876.5245 |  |  | 55495100.7
Total
| Summer Total |  |  | 63333000 | 4094064000 | 2176849000 | 55477000 | 45335000 | 6435058000
| Winter Total |  |  | 122419000 | 5568269000 | 3857947000 | 96129000 | 90653000 | 9735417000
| Annual Total |  |  | 185752000 | 9662333000 | 6034796000 | 151606000 | 135988000 | 16170475000
Table #15 | Summary of Total Estimated BGS Costs by Season
|  |  |  | RT{1} | RS{2} | GS{3} | GST {4} | OL/SL | Total
Total Costs by Rate - in $1000
| Summer - all hrs |  |  | 184.4929 |  | 200270.5728 |  | 3668.4527
| JCP&L On pk |  |  | 2976.6032 |  |  | 2632.4797
| JCP&L Off pk |  |  | 2720.7573 |  |  | 2358.1262
| Block 1 (0-600 kWh/m) |  |  |  | 176073.7943
| Block 2 (>600 kWh/m) |  |  |  | 207687.7627
| Winter - all hrs |  |  | 453.4462 | 530700.9686 | 347564.0192 |  | 7457.0983
| JCP&L On pk |  |  | 4633.346 |  |  | 4070.6855
| JCP&L Off pk |  |  | 6168.6231 |  |  | 4515.1634
Total Costs - in $1000
| Summer |  |  | 5881.8533 | 383761.557 | 200270.5728 | 4990.6059 | 3668.4527 | 598573.0418
| Winter |  |  | 11255.4153 | 530700.9686 | 347564.0192 | 8585.8489 | 7457.0983 | 905563.3503
| Total |  |  | 17137.2686 | 914462.5256 | 547834.5921 | 13576.4548 | 11125.551 | 1504136.3921
% of Annual Total $
| Summer |  |  | 34.32% | 41.97% | 36.56% | 36.76% | 32.97% | 39.8%
| Winter |  |  | 65.68% | 58.03% | 63.44% | 63.24% | 67.03% | 60.2%
Jersey Central Power & Light
Attachment 2
Table #16 | Customer & Bulk System Costs
Customer Costs Per Allocation Matrix
| Grand Total Cost in $1000 = | 1504136.3921
| Seasonal Units |  |  | RT{1} | RS{2} | GS{3} | GST {4} | OL/SL | Total
| Summer |  |  | 70806 | 4577160 | 2433716 | 62023 | 50684 | 7194389
| Winter |  |  | 136864 | 6225320 | 4313182 | 107472 | 101350 | 10884188
| Supplier Payment in $1000 |  | Seasonal | Price per MWH
| 2024 Auction with Capacity Proxy True-Up |  | Factor | 83.2 | Units | Payment
| Seasonally Adjusted Summer Payment |  | 1 | 83.2 | 7194389 | 598573
| Seasonally Adjusted Winter Payment |  | 1 | 83.2 | 10884188 | 905564
| Total Supplier Payment |  |  |  |  | 1504137
Table #17 | Adjustment Factor Calculation |  |  |  | Seasonal | Adjustment
[5 empty] | Supplier | Factor | Adjustment
| Allocated Customer Costs on a per MWh basis (on bulk system MWhs): |  |  |  | Payment | Calculation | Factor
| Summer | 83.2 | per MWh @ bulk system |  | 83.2 | 1 | 1.356
| Winter | 83.1999 | per MWh @ bulk system |  | 83.2 | 1 | 1.237
Assumptions:
| Generation Capacity Cost = | 67.415 | per MW day Summer
|  | 67.415 | per MW day Winter
| Transmission cost = | Zero, as Transmission product will be excluded from BGS product starting June 1, 2021.
| Analysis time period = | 4 | summer months
|  | 8 | winter months
| Ancillary Services = | 28.302 | per MWh
| Energy Costs = | Based on Forwards prices @ PJM West corrected for hub-zone basis differential (both based on the figures used to derive the
Bid Factors and establish retail rates in Post Transition Year 22 and adjusted to match the total cost at the actual supplier bid price.
| Usage patterns = | forecasted 2024 energy use by class based upon PJM on/off % from 2021 through 2023 class load profiles
JCP&L billing on/off % from 2024 forecasted billing determinants
| Obligations = | class totals for 2024 excluding accounts required to take service under BGS-CIEP as of June 1, 2025
| Losses = | Consistent with Losses as approved by the BPU
| PJM Time Periods = | PJM trading time periods - 7 AM to 11 PM weekdays, local time, excluding NERC
holidays - New Year's, Memorial, 4th of July, Labor Day, Thanksgiving & Christmas
| JCP&L Billing time periods = | RT On-peak hours are 8 am to 8 pm Eastern Standard Time, Monday through Friday.
GST On-peak hours are 8 am to 8 pm prevailing time, Monday through Friday.
The Holidays identified by PJM are not excluded from the RT or GST Billing On-Peak kWh.
| NJ Sales and Use Tax (SUT) = | SUT excluded from all costs
Note on R66: 1502: equals billing month first block adjusted by billing month versus calendar month summer total
Note on R67: 1502: equals billing month first block adjusted by billing month versus calendar month summer total

## BGS PTY23 Cost Alloc
RCR-BGS-048-Attachment A
Jersey Central Power & Light
Attachment 2
2025 BGS Auction Cost and Bid Factor Tables
2025/2026 BGS Supply Period Estimated Supplier Payments Allocated by Rate Class
Development of Post Transition Period BGS Cost and Bid Factors
Adjusted to Billing Time Periods
Based on an average of 2021,2022 and 2023 Load Profile Information
Table #1 | % Usage During PJM On-Peak Period |  |  | On-Peak periods defined as the 16 hr PJM Trading period, adj for NERC holidays | [10 empty] | % usage during Off-Peak period
|  |  |  | Profile Meter Data | Profile Meter Data | Profile Meter Data | Profile Meter Data | Other Analysis | [6 empty] | Profile Meter Data | Profile Meter Data | Profile Meter Data | Profile Meter Data | Other Analysis
| (data rounded to nearest .01 %) |  |  | RT{1} | RS{2} | GS{3} | GST | OL/SL | [6 empty] | RT{1} | RS{2} | GS{3} | GST | OL/SL
| January |  |  | 44.99% | 47.43% | 52.46% | 50.7% | 31.56% | [6 empty] | 55.01% | 52.57% | 47.54% | 49.3% | 68.44%
| February |  |  | 47.74% | 50.42% | 55.49% | 54.02% | 30.59% | [6 empty] | 52.26% | 49.58% | 44.51% | 45.98% | 69.41%
| March |  |  | 50.47% | 53.23% | 58.88% | 55.97% | 31.75% | [6 empty] | 49.53% | 46.77% | 41.12% | 44.03% | 68.25%
| April |  |  | 48.96% | 51% | 56.46% | 54.92% | 30.21% | [6 empty] | 51.04% | 49% | 43.54% | 45.08% | 69.79%
| May |  |  | 45.22% | 47.45% | 54.67% | 52.85% | 28.6% | [6 empty] | 54.78% | 52.55% | 45.33% | 47.15% | 71.4%
| June |  |  | 53.9% | 54.6% | 58.72% | 58% | 30.25% | [6 empty] | 46.1% | 45.4% | 41.28% | 42% | 69.75%
| July |  |  | 50.47% | 50.35% | 54.39% | 52.84% | 26.24% | [6 empty] | 49.53% | 49.65% | 45.61% | 47.16% | 73.76%
| August |  |  | 54.76% | 55.16% | 59.25% | 57.05% | 30.06% | [6 empty] | 45.24% | 44.84% | 40.75% | 42.95% | 69.94%
| September |  |  | 48.97% | 49.65% | 56.68% | 55.36% | 29.98% | [6 empty] | 51.03% | 50.35% | 43.32% | 44.64% | 70.02%
| October |  |  | 47.66% | 49.88% | 55.96% | 53.83% | 31.24% | [6 empty] | 52.34% | 50.12% | 44.04% | 46.17% | 68.76%
| November |  |  | 47.15% | 50.15% | 56.21% | 54.13% | 32.18% | [6 empty] | 52.85% | 49.85% | 43.79% | 45.87% | 67.82%
| December |  |  | 48.38% | 49.41% | 54.91% | 53.99% | 32.46% | [6 empty] | 51.62% | 50.59% | 45.09% | 46.01% | 67.54%
Table #2 | % Usage During JCP&L On-Peak Billing Period |  |  |  | On-Peak periods as defined in specified rate schedule
|  |  |  | 2024 Forecasted Calendar Month Sales | N/A | N/A | 2024 Forecasted Calendar Month Sales | N/A | [6 empty] | 2024 Forecasted Calendar Month Sales | N/A | N/A | 2024 Forecasted Calendar Month Sales | N/A
| (data rounded to nearest .01 %) |  |  | RT{1} | RS{2} | GS{3} | GST | OL/SL | [6 empty] | RT{1} | RS{2} | GS{3} | GST | OL/SL
| January |  |  | 35.58% | ---- | ---- | 41.98% | ---- | [6 empty] | 64.42% |  |  | 58.02%
| February |  |  | 34.81% | ---- | ---- | 41.29% | ---- | [6 empty] | 65.19% |  |  | 58.71%
| March |  |  | 34.72% | ---- | ---- | 41.34% | ---- | [6 empty] | 65.28% |  |  | 58.66%
| April |  |  | 35.63% | ---- | ---- | 41.75% | ---- | [6 empty] | 64.37% |  |  | 58.25%
| May |  |  | 37.99% | ---- | ---- | 42.45% | ---- | [6 empty] | 62.01% |  |  | 57.55%
| June |  |  | 40.87% | ---- | ---- | 44.05% | ---- | [6 empty] | 59.13% |  |  | 55.95%
| July |  |  | 42.47% | ---- | ---- | 45.09% | ---- | [6 empty] | 57.53% |  |  | 54.91%
| August |  |  | 42.87% | ---- | ---- | 44.39% | ---- | [6 empty] | 57.13% |  |  | 55.61%
| September |  |  | 41.77% | ---- | ---- | 44.66% | ---- | [6 empty] | 58.23% |  |  | 55.34%
| October |  |  | 38.54% | ---- | ---- | 44.49% | ---- | [6 empty] | 61.46% |  |  | 55.51%
| November |  |  | 36.2% | ---- | ---- | 43.33% | ---- | [6 empty] | 63.8% |  |  | 56.67%
| December |  |  | 35.9% | ---- | ---- | 42.05% | ---- | [6 empty] | 64.1% |  |  | 57.95%
{1} For BGS purposes the RT rate class includes the RS and GS rate class Off-Peak (OPWH) and Controlled Water Heating (CTWH) provisions. The RT rate class also includes the
summer billing month RGT rate class usage. OPWH and CTWH is billed on the average RT rates, while RT and Summer RGT use is billed at on-peak and off-peak rates.
{2} For BGS purposes the RS rate class excludes the Off-Peak and Controlled Water Heating provisions and includes
the winter billing month RGT rate class usage
{3} For BGS purposes the GS rate class excludes the Off-Peak and Controlled Water Heating provisions
| Jersey Central Power & Light | [19 empty] | *: Jul 2024 Petition
Attachment 2
Forecast 2024 Delivery MWh
Table #3 | Class Usage @ customer | [21 empty] | Delivery kWh | [8 empty] | YP | Jun PLS Validation
| calendar month sales forecasted for 2024 | [13 empty] | JC Tariff Based mWh | [5 empty] | Total |  |  |  |  | RS Excluding | [5 empty] | UPDATE | CIEP Eligible 6/1/2025-5/31/2026
| in MWh |  |  | RT{1} | RS{2} | GS{3} | GST {4} | OL/SL | Total |  | RT Less |  |  |  | RT{1} | RS{2} | GS{3} | GST | OL/SL |  | WH | WH GS | WH RS | RGT | RT (w/o RGT) | RT\RGT\WH | GS RSCP | Total GS (incl WH) | OL/SL | GST RSCP | GST |  | GS Billed | GST Billed
[11 empty] | Water Heating | [9 empty] | kWh* | kWh* | kWh* | kWh* | mWh* | mWh* | mWh | mWh* | mWh* | mWh | kWh* |  | 2023 kWh* | 2023 kWh*
| January |  |  | 19988 | 843633 | 507045 | 14625 | 11325 | 1396616 |  | 19274 | winter MWh = |  |  | 122419 | 5568269 | 3857947 | 96129 | 90653 | 2024-01-01 | 714168.3059 | 47310.4503 | 666857.8556 | 1738459.1219 | 19273.6675 | 841894.9478 | 507092.1317 | 559184.2377 | 11325.2975 | 14625.4779 | 38541484.9038 | 202301 | 52092106 | 23916007
| February |  |  | 20407 | 815975 | 519777 | 13590 | 11326 | 1381075 |  | 19714 |  |  | On-Peak=> | 42194.0681 |  | <=on-peak=> | 40633.8993 | 0.4227 | 2024-02-01 | 692855.5132 | 21418.4234 | 671437.0898 | 1643777.4473 | 19713.8029 | 814330.9831 | 519797.8868 | 569419.8888 | 11325.6643 | 13590.0154 | 36107663.4168 | 202302 | 49622002 | 22517648
| March |  |  | 18383 | 744210 | 518622 | 9553 | 11328 | 1302096 |  | 17735 |  |  | Off-Peak=> | 75293.9319 |  | <=off-peak=> | 55495.1007 |  | 2024-03-01 | 648016.7953 | 22276.4052 | 625740.3901 | 1659727.5819 | 17734.5322 | 742550.45 | 518643.9171 | 568975.5171 | 11327.6215 | 9553.2909 | 31901754.9161 | 202303 | 50331600 | 22348464
| April |  |  | 14553 | 628002 | 482815 | 12445 | 11329 | 1149144 |  | 13876 |  |  | WH Average => | 4931.8422 |  |  |  |  | 2024-04-01 | 676901.1704 | 21934.1898 | 654966.9806 | 1212037.5557 | 13876.227 | 626789.8859 | 482836.9241 | 533523.0381 | 11329.2735 | 12445.321 | 33813138.996 | 202304 | 50686114 | 21367818
| May |  |  | 11833 | 571865 | 459712 | 9659 | 11331 | 1064400 |  | 11197 | summer MWh = |  |  | 63333 | 4094064 | 2176849 | 55477 | 45335 | 2024-05-01 | 636395.6788 | 22681.7909 | 613713.8878 | 904569.0099 | 11196.6654 | 570959.7045 | 459735.2009 | 513375.8319 | 11330.6855 | 9659.1008 | 31913523.7647 | 202305 | 53640631 | 22254423
| June |  |  | 13312 | 761373 | 495571 | 16388 | 11332 | 1297976 |  | 12698 |  |  | First Block (0-600 kWh/month)=> | 25811.8382 | 1972746.6948 | <=on-peak=> | 24685.8196 | 0.44497 | 2024-06-01 | 613594.8561 | 22881.2857 | 590713.5704 | 952653.8733 | 11746.241 | 761373.4251 | 495594.0372 | 546749.8412 | 11331.9355 | 16387.796 | 35830954.0254 | 202306 | 51155804 | 19443158
| July |  |  | 16459 | 1076835 | 539399 | 11590 | 11333 | 1655616 |  | 15958 |  |  | Second Block (>600 kWh/month)=> | 35534.1618 | 2121317.3052 | <=off-peak=> | 30791.1804 |  | 2024-07-01 | 500681.2313 | 9443.182 | 491238.0493 | 1158882.6846 | 14799.3241 | 1076835.4658 | 539408.4083 | 602958.3873 | 11333.1136 | 11590.3718 | 37493591.8101 | 202307 | 63549979 | 25903220
| August |  |  | 17740 | 1206905 | 601943 | 14844 | 11334 | 1852766 |  | 17290 |  |  | WH Average=> | 1986.5429 |  |  |  |  | 2024-08-01 | 450086.9662 | 9008.0148 | 441078.9514 | 1132270.586 | 16158.1181 | 1206904.5697 | 601952.4405 | 665882.6565 | 11334.3266 | 14844.4391 | 41861345.1451 | 202308 | 63930216 | 27016906
| September |  |  | 15822 | 1048951 | 539936 | 12655 | 11336 | 1628700 |  | 15400 |  |  |  | PJM based kWh |  |  |  |  | 2024-09-01 | 422179.8791 | 2395.9582 | 419783.9209 | 1107961.3293 | 14291.5012 | 1048950.5176 | 539937.9741 | 603850.5681 | 11335.6913 | 12654.6345 | 39639024.4643 | 202309 | 63912594 | 26984390
| October |  |  | 10836 | 686079 | 456166 | 9518 | 11337 | 1173936 |  | 10376 |  |  |  | RT{1} |  |  | GST |  | 2024-10-01 | 460436.9567 | 11800.2131 | 448636.7436 | 858451.6662 | 10376.4675 | 685220.8468 | 456178.4651 | 511881.1721 | 11337.3372 | 9518.0213 | 32372589.3192 | 202310 | 55702707 | 22854568
| November |  |  | 10921 | 584113 | 445898 | 12458 | 11339 | 1064729 |  | 10410 | [8 empty] | 2024-11-01 | 511102.0454 | 11546.0555 | 499555.99 | 930860.5109 | 10409.7318 | 583181.7232 | 445910.4411 | 497606.3921 | 11339.3256 | 12458.4367 | 33841009.7192 | 202311 | 51695951 | 21382573
| December |  |  | 15498 | 694392 | 467912 | 14281 | 11338 | 1203421 |  | 14906 |  |  | Winter MWh => | 122419 |  | Winter MWh => | 96129 |  | 2024-12-01 | 591965.7284 | 11634.9024 | 580330.826 | 1335514.9208 | 14906.4369 | 693055.6396 | 467923.5039 | 518577.3389 | 11337.9858 | 14280.6384 | 36658867.3648 | 202312 | 50653835 | 22378229
| Total |  |  | 185752 | 9662333 | 6034796 | 151606 | 135988 | 16170475 |  | 178834 |  |  | on-peak=> | 58300.456 | 0.47624 | <=on-peak=> | 51619.9493 | 0.53699 |  | 6918385.1268 | 214330.8713 | 6704054.2555 | 14635166.2879 | 174482.7157 | 9652048.1591 | 6035011.3308 | 6691984.8698 | 135988.258 | 151607.5438 | 429974947.8453 | Total MWH | 656973.539 | 278367.404
[14 empty] | off-peak=> | 64118.544 |  | <=off-peak=> | 44509.0507
[20 empty] | OPWH | CTWH Total | CTWH GS* | CTWH RS* | CTWH RSH* |  | WH OnPeak MWH | WH OffPeak MWH
Table #4 | Forwards Prices - Energy Only @ bulk system |  |  |  |  | Table #5 | Zone-Hub Basis Differential | [6 empty] | Summer MWh => | 63333 |  | Summer MWh => | 55477 |  | 269747.5145 | 444420.7915 | 43562.5864 | 396190.279 | 4667.9261 |  | 159.8024 | 554.3659
| in $/MWh | [5 empty] | Based on 3 Year Average | [6 empty] | on-peak=> | 32944.4827 | 0.52018 | <=on-peak=> | 31103.506 | 0.56066 | 264212.5125 | 428643.0007 | 18066.5141 | 406582.8579 | 3993.6287 |  | 154.6102 | 538.2453 |  | 19.2737 | 841.8949
|  |  | Off/On Pk | [10 empty] | off-peak=> | 30388.5173 |  | <=off-peak=> | 24373.494 |  | 252497.9696 | 395518.8257 | 19023.8114 | 372636.9508 | 3858.0635 |  | 143.6985 | 504.3183 | 4094063.9781 | 19.7138 | 814.331
|  | On-Peak | LMP ratio | Off-Peak |  |  | On-Peak | Off-Peak | [6 empty] | Delta between PJM and Tariff based On-Peak kWh |  |  |  |  | 263087.3113 | 413813.8591 | 18184.9541 | 391260.2275 | 4368.6775 |  | 150.2156 | 526.6856 |  | 17.7345 | 742.5505
| January | 81.7 | 0.822 | 67.158 |  |  | 81.07% | 87.9% | [6 empty] | RT{1} |  |  | GST |  | 260048.9856 | 376346.6931 | 18811.2095 | 353815.4896 | 3719.994 |  | 139.089 | 497.3067 |  | 13.8762 | 626.7899
| February | 70.35 | 0.822 | 57.828 |  |  | 81.07% | 87.9% | [11 empty] | 242995.3931 | 370599.4629 | 20065.62 | 347295.362 | 3238.4809 |  | 135.4075 | 478.1874 |  | 11.1967 | 570.9597
| March | 54 | 0.822 | 44.388 |  |  | 81.07% | 87.9% | [5 empty] | Winter |  |  | Winter |  |  | 212667.7894 | 288013.4419 | 6694.5225 | 278234.8728 | 3084.0466 |  | 108.0687 | 392.6125 |  | 11.7462 | 761.3734
| April | 49.65 | 0.822 | 40.812 |  |  | 81.07% | 87.9% | [5 empty] | On-peak kWh=> | 16106.3879 |  | On-peak kWh=> | 10986.05 |  | 185947.6208 | 264139.3454 | 6622.8111 | 254888.0054 | 2628.5289 |  | 98.0283 | 352.0587 |  | 14.7993 | 1076.8355
| May | 53.15 | 0.822 | 43.69 |  |  | 81.07% | 87.9% | [5 empty] | Associated $=> | 89711.6357 |  | Associated $=> | 59880.3761 |  | 179793.6025 | 242386.2767 | 0 | 240501.3199 | 1884.9567 |  | 91.0457 | 331.1342 |  | 16.1581 | 1206.9046
| June | 52.7 | 0.62748 | 33.068 |  |  | 82.48% | 88.37% | [11 empty] | 191210.4519 | 269226.5048 | 9392.2926 | 257324.7072 | 2509.505 |  | 100.1165 | 360.3205 |  | 14.2915 | 1048.9505
| July | 77.45 | 0.62748 | 48.598 |  |  | 82.48% | 88.37% | [5 empty] | Summer |  |  | Summer |  |  | 212295.192 | 298806.8535 | 9024.8475 | 286788.4304 | 2993.5756 |  | 111.1255 | 399.9766 |  | 10.3765 | 685.2208
| August | 69.25 | 0.62748 | 43.453 |  |  | 82.48% | 88.37% | [5 empty] | On-peak kWh=> | 7132.6445 |  | On-peak kWh=> | 6417.6864 |  | 238090.1287 | 353875.5996 | 8841.6231 | 341284.4605 | 3749.516 |  | 130.0185 | 461.9472 |  | 10.4097 | 583.1817
| September | 55.4 | 0.62748 | 34.762 |  |  | 82.48% | 88.37% | [5 empty] | Associated $=> | 139091.4934 |  | Associated $=> | 119547.311 |  | 2772594.4719 | 4145790.6549 | 178290.7923 | 3926802.9631 | 40696.8995 |  | 1521.2263 | 5397.1588 |  | 14.9064 | 693.0556
| October | 49.8 | 0.822 | 40.936 |  |  | 81.07% | 87.9%
| November | 50.45 | 0.822 | 41.47 |  |  | 81.07% | 87.9%
| December | 58.35 | 0.822 | 47.964 |  |  | 81.07% | 87.9%
Average Daily
Table #6 | Losses |  |  | RT{1} | RS{2} | GS{3} | GST {4} | OL/SL | [5 empty] | 2024 kWh * | 1st | 2nd | total |  |  |  |  | On-Peak PJM | Total | Total | On-peak
[14 empty] | RS | 1827219438.1105 | 2014081585.9638 | 3841301024.0742 |  |  |  |  | Hours Mon=>Fri | On-peak | Hours | %
| Loss Factors @ Bulk = |  |  | 10.55% | 10.55% | 10.55% | 10.55% | 10.55% | [5 empty] | RSH | 146463401.7858 | 108242366.7754 | 254705768.5612 |  |  |  | OPWH | 4 | 1042.8571 | 8760 | 0.11905
| Expansion Factors @ Bulk = |  |  | 1.118 | 1.118 | 1.118 | 1.118 | 1.118 | [5 empty] | Total RS | 1973682839.8963 | 2122323952.7392 | 4096006792.6354 | 4094064 |  |  | CTWH | 9.6538 | 2516.8956 | 8760 | 0.28732
| Loss Factors @ Transmission Node = |  |  | 9.656% | 9.656% | 9.656% | 9.656% | 9.656%
| Expansion Factors @ Transmission Node = |  |  | 1.1069 | 1.1069 | 1.1069 | 1.1069 | 1.1069
{4} The GS and GST units exclude the units associated with the 500 kW and above PLS accounts that will be required to take service under BGS-CIEP
Jersey Central Power & Light
Attachment 2
Table #7 | Summary of Average BGS Energy Only Unit Costs @ customer - PJM Time Periods
based on Forwards prices corrected for zone-hub differential and losses - PJM time periods
in $/MWh
|  |  |  | RT{1} | RS{2} | GS{3} | GST {4} | OL/SL
| Summer - all hrs |  |  | 50.0826 | 50.4093 | 50.7909 | 49.6246 | 45.0562
| PJM on pk |  |  | 59.4394 | 59.7119 | 58.9438 | 57.8087 | 58.3154
| PJM off pk |  |  | 39.9387 | 40.1773 | 39.856 | 39.1809 | 39.6055
| Winter - all hrs |  |  | 51.7101 | 51.1235 | 50.7266 | 51.3281 | 48.9889
| PJM on pk |  |  | 54.6274 | 53.906 | 53.1003 | 53.8518 | 53.0056
| PJM off pk |  |  | 49.0575 | 48.3542 | 47.7495 | 48.4012 | 47.1781
| Annual |  |  | 51.1552 | 50.8209 | 50.7498 | 50.7048 | 47.6778
| System Total | 50.7707
Table #8 | Summary of Average BGS Energy Only Costs @ customer - PJM Time Periods
based on Forwards prices corrected for zone-hub differential and losses
in $1000
|  |  |  | RT{1} | RS{2} | GS{3} | GST {4} | OL/SL | Total
| Summer - all hrs |  |  | 3171.8806 | 206379.0218 | 110564.2284 | 2753.0263 | 2042.6206 | 324910.7778
| PJM on pk |  |  | 1958.2014 | 128047.9922 | 73506.7999 | 1798.0518 | 770.1854 | 206081.2307
| PJM off pk |  |  | 1213.6792 | 78331.0295 | 37057.4286 | 954.9745 | 1272.4352 | 118829.5471
| Winter - all hrs |  |  | 6330.295 | 284669.5337 | 195700.6926 | 4934.1197 | 4440.9943 | 496075.6354
| PJM on pk |  |  | 3184.8023 | 149727.673 | 113982.2746 | 2779.8274 | 1493.1388 | 271167.716
| PJM off pk |  |  | 3145.4928 | 134941.8607 | 81718.418 | 2154.2924 | 2947.8555 | 224907.9194
| Annual |  |  | 9502.1756 | 491048.5555 | 306264.921 | 7687.146 | 6483.6149 | 820986.4131
| System Total | 820986.4131
Jersey Central Power & Light
Attachment 2
Table #9 | Summary of Average BGS Energy Only Unit Costs @ customer - JCP&L Time Periods | [13 empty] | MWhs in JCP&L time periods |  |  | MWhs in PJM time periods |  |  | Difference in MWhs |  |  | Check on total $ recovered
| based on Forwards prices corrected for zone-hub differential and losses - JCP&L billing time periods | [19 empty] | (PJM - JCP&L) |  |  | JCP&L time periods |  |  | PJM time periods (Table #8)
in $/MWh
|  |  |  | RT{1} | RS{2} | GS{3} | GST {4} | OL/SL | [6 empty] | GST {4} |  |  | GST {4} |  |  | GST {4} |  |  | GST {4} |  |  | GST {4}
| Summer - all hrs |  |  | 50.0826 | 50.4093 | 50.7909 | 49.6246 | 45.0562 | [5 empty] | Summer
| JCP&L On pk |  |  | 61.7503 |  |  | 60.23 | [6 empty] | On-Peak | 24685.8196 |  |  | 31103.506 |  |  | 6417.6864 |  |  | 1486.8276
| JCP&L Off pk |  |  | 41.6084 |  |  | 41.1221 | [6 empty] | Off-Peak | 30791.1804 |  |  | 24373.494 |  |  | -6417.6864 |  |  | 1266.1987
[24 empty] | 2753.0263 |  |  | 2753.0263
| Winter - all hrs |  |  | 51.7101 | 51.1235 | 50.7266 | 51.3281 | 48.9889 | [5 empty] | Winter
| JCP&L On pk |  |  | 56.229 |  |  | 54.5886 | [6 empty] | On-Peak | 40633.8993 |  |  | 51619.9493 |  |  | 10986.05 |  |  | 2218.1489
| JCP&L Off pk |  |  | 49.1776 |  |  | 48.9407 | [6 empty] | Off-Peak | 55495.1007 |  |  | 44509.0507 |  |  | -10986.05 |  |  | 2715.9708
[24 empty] | 4934.1197 |  |  | 4934.1197
| Annual Average |  |  | 51.1552 | 50.8209 | 50.7498 | 50.7048 | 47.6778
| System Average | 50.7707
[15 empty] | RT{1} |  |  | RT{1} |  |  | RT{1} |  |  | RT{1} |  |  | RT{1}
Table #10 | Generation & Transmission Obligations and Costs and Other Adjustments | [12 empty] | Summer | For Proof | For Calculation |  | For Proof | For Calculation |  | For Proof | For Calculation |  | Proof |  |  | Proof
| obligations - annual average forecasted for 2024; costs are market estimates | [7 empty] | BGS-RSCP |  |  |  |  | On-Peak | 25811.8382 | 26644.7391 |  | 32944.4827 | 32108.6283 |  | 7132.6445 | 6296.7901 |  | 1593.8878
| in MW |  |  | RT{1} | RS{2} | GS{3} | GST {4} | OL/SL | TOTAL |  |  |  |  | Off-Peak | 35534.1618 | 36688.2609 |  | 30388.5173 | 29237.8288 |  | -5145.6445 | -6296.333 |  | 1478.5181
[14 empty] | Average | 1986.5429 | 63333 |  | 0 | 0 |  | -1986.5429 |  |  | 99.4912
| Gen Obl - MW |  |  | 49.3708 | 3511.7775 | 1213.2031 | 23.1191 | 0.052202 | 4797.5227 | [5 empty] | 63332.5429 | [8 empty] | 3171.8971 |  |  | 3171.8806
Winter
| Trans Obl - MW | Not applicable for JCP&L - Transmission rates are based on Retail Tariff rates for the respective rate classes | [11 empty] | On-Peak | 42194.0681 | 43971.9537 |  | 58300.456 | 56529.2582 |  | 16106.3879 | 14335.1901 |  | 2372.531
| # of Months and Days used in this analysis | [12 empty] | Off-Peak | 75293.9319 | 78447.0463 |  | 64118.544 | 60957.8996 |  | -11175.3879 | -14336.0323 |  | 3702.7746
|  |  | # of summer days = | 122 |  | # of summer months = | 4 | [6 empty] | Average | 4931.8422 | 122419 |  | 0 | 0 |  | -4931.8422 |  |  | 255.0259
|  |  | # of winter days = | 243 |  | # of winter months = | 8 | [7 empty] | 122419.8422 | [8 empty] | 6330.3314 |  |  | 6330.295
[6 empty] | total # months = | 12
| Transmission charges will be based on Retail Tariff rates for the applicable rate schedules | [25 empty] | 9502.1756
| Generation Capacity cost | Summer | 53.76 | $/MW/day |  | Summer Total | 31465608
|  | Winter | 53.76 | $/MW/day |  | Winter Total | 62673302
[6 empty] | Annual Total | 94138910 | [6 empty] | Change of kWh
| Residential summer BGS + Transmission charge differential | [11 empty] | 2015 | 185752 | 9662333 | 6034796 | 151606 | 135988 | 16170475
| per BPU and summer blocking percentages | [11 empty] | 2014 | 300812 | 9139433 | 6011880 | 242920 | 114222 | 15809267
|  | ---------- Rate ---------- | [10 empty] | 2013 | 298034 | 8751355 | 5786197 | 228915 | 115314 | 15179815
|  | Charges |  | % usage | [9 empty] | -38.25% | 5.721% | 0.3812% | -37.59% | 19.06% | 2.285%
| Block 1 (0-600 kWh/m) |  |  | 48.19% | [9 empty] | -37.67% | 10.41% | 4.296% | -33.77% | 17.93% | 6.526%
| Block 2 (>600 kWh/m) |  |  | 51.81% | [30 empty] | 57.1%
| Differential (Excl. SUT) | 0.8652 | ¢/kWh
Change of kW
Table #11 | Ancillary Services | [12 empty] | 49.3708 | 3511.7775 | 1213.2031 | 23.1191 | 0.052202 | 4797.5227
| Forecasted Ancillary Services Cost |  |  |  | 2 | $/MWh | [6 empty] | 2014 | 103.3 | 3286 | 1769 | 44.1 | 2 | 5204.4
| Renewable Portfolio Standard Cost |  |  |  | 22.64 | $/MWh
| Total Forecasted Ancillary Services & Renewable Power Costs |  |  |  | 24.64 | $/MWh
[14 empty] | -52.21% | 6.871% | -31.42% | -47.58% | -97.39% | -7.818%
Table #12 | Summary of Obligation Costs Expressed as $/MWh @ customer
|  |  |  | RT{1} | RS{2} | GS{3} | GST {4} | OL/SL
| Transmission Obl - all months |  |  | 0 | 0 | 0 | 0 | 0
| Generation Obl $/MWh - all months |  |  | 5.2154 | 7.1318 | 3.9448 | 2.9923 | 0.0075325
| Generation Obl $/MWh - Summer - All Hours |  |  | 5.1128 | 5.6259 | 3.6553 |  | 0.0075522
| Generation Obl $/MWh - Summer - On-Peak Hours |  |  | 12.1528 |  |  | 6.1425
| Generation Obl $/MWh - Winter - All Hours |  |  | 5.2685 | 8.239 | 4.1081 |  | 0.0075227
| Generation Obl $/MWh - Winter - On-Peak Hours |  |  | 14.6676 |  |  | 7.4327
Jersey Central Power & Light
Attachment 2
Table #13 | Summary of BGS Unit Costs @ customer
NON-DEMAND RATES
includes Energy, Generation Obligations, and Ancillary Services - adjusted to billing time periods
in $/MWh
|  |  |  | RT{1} | RS{2} | GS{3} | GST {4} | OL/SL
| Summer - all hrs |  |  | 82.7429 | 83.5827 | 81.9938 |  | 72.6112
| JCP&L On pk |  |  | 101.4506 |  |  | 93.92
| JCP&L Off pk |  |  | 69.1559 |  |  | 68.6696
| Block 1 (0-600 kWh/m) |  |  |  | 79.0997
| Block 2 (>600 kWh/m) |  |  |  | 87.7517
| Winter - all hrs |  |  | 84.5261 | 86.91 | 82.3823 |  | 76.544
| JCP&L On pk |  |  | 98.4441 |  |  | 89.5689
| JCP&L Off pk |  |  | 76.7251 |  |  | 76.4882
| Annual -all hrs |  |  | 83.9181 | 85.5002 | 82.2421 | 81.2446 | 75.2329
DEMAND RATES
includes Energy and Ancillary Services, Generation Obligations charged separately - adjusted to billing time periods
JCP&L does not have a demand component in its BGS charges
Jersey Central Power & Light
Attachment 2
Table #14 | Units @ Customer
in kWh
|  |  |  | RT{1} | RS{2} | GS{3} | GST {4} | OL/SL
| Summer - all hrs |  |  | 1986542.9326 |  | 2176849000 |  | 45335000
| JCP&L On pk |  |  | 25810490 |  |  | 24685819.6
| JCP&L Off pk |  |  | 35535967.0674 |  |  | 30791180.4
| Block 1 (0-600 kWh/m) |  |  |  | 1972747000
| Block 2 (>600 kWh/m) |  |  |  | 2121317000
| Winter - all hrs |  |  | 4931842.1942 | 5568269000 | 3857947000 |  | 90653000
| JCP&L On pk |  |  | 42195281.2813 |  |  | 40633899.3
| JCP&L Off pk |  |  | 75291876.5245 |  |  | 55495100.7
[9 empty] | Total |  | @ Bulk mwh | @ Transmission
| Summer Total |  |  | 63333000 | 4094064000 | 2176849000 | 55477000 | 45335000 | 6435058000 |  | 7194390 | 7122868
| Winter Total |  |  | 122419000 | 5568269000 | 3857947000 | 96129000 | 90653000 | 9735417000 |  | 10884189 | 10775985
| Annual Total |  |  | 185752000 | 9662333000 | 6034796000 | 151606000 | 135988000 | 16170475000 |  | 18078579 | 17898853
Table #15 | Summary of Total Estimated BGS Costs by Season
|  |  |  | RT{1} | RS{2} | GS{3} | GST {4} | OL/SL | Total
Total Costs by Rate - in $1000
| Summer - all hrs |  |  | 164.3723 |  | 178488.038 |  | 3291.829
| JCP&L On pk |  |  | 2618.4897 |  |  | 2318.4922
| JCP&L Off pk |  |  | 2457.5203 |  |  | 2114.4187
| Block 1 (0-600 kWh/m) |  |  |  | 156043.7668
| Block 2 (>600 kWh/m) |  |  |  | 186149.2493
| Winter - all hrs |  |  | 416.8692 | 483938.1667 | 317826.389 |  | 6938.9399
| JCP&L On pk |  |  | 4153.8783 |  |  | 3639.5324
| JCP&L Off pk |  |  | 5776.7765 |  |  | 4244.7221
Total Costs - in $1000
| Summer |  |  | 5240.3823 | 342193.0161 | 178488.038 | 4432.911 | 3291.829 | 533646.1764
| Winter |  |  | 10347.5241 | 483938.1667 | 317826.389 | 7884.2545 | 6938.9399 | 826935.2742
| Total |  |  | 15587.9064 | 826131.1828 | 496314.4271 | 12317.1655 | 10230.7688 | 1360581.4506
% of Annual Total $
| Summer |  |  | 33.62% | 41.42% | 35.96% | 35.99% | 32.18% | 39.22%
| Winter |  |  | 66.38% | 58.58% | 64.04% | 64.01% | 67.82% | 60.78%
Jersey Central Power & Light
Attachment 2
Table #16 & Table #17 |  | Not Applicable to 2025/2026 BGS Supply Period
Table #18 | Bulk System Costs
ALL RATES
| Grand Total Cost in $1000 = | 1360581.4992
|  | All-In Average costs @ bulk system = | 75.2593 | per MWh at bulk system (per bulk system metered MWh) | [6 empty] | All-In Average costs @ transmission nodes = | 76.015
per MWh at transmission nodes (per transmission nodes metered MWh)
Table #19 | Seasonal Payment Factors
| If total $ were split on a per MWh basis (on bulk nodes MWhs): |  |  |  |  | Ratio to All-In Cost (rounded to 4 decimal places) |  |  |  |  | If total $ were split on a per MWh basis (on transmission nodes MWhs):
| Summer | 74.1753 | per MWh @ bulk system |  |  |  | Summer | 0.9856 |  |  | Summer | 74.9201 |  |  |  | Ratio to All-In Cost (rounded to 4 decimal places)
| Winter | 75.9758 | per MWh @ bulk system |  |  |  | Winter | 1.0095 |  |  | Winter | 76.7387 | per MWh @ transmission nodes |  |  |  | Summer | 0.9856
[13 empty] | per MWh @ transmission nodes |  |  |  | Winter | 1.0095
Ratio to All-In Cost (If Winter is greater than Summer)
[7 empty] | Summer | 1
Assumptions: | [6 empty] | Winter | 1
| Generation Capacity Cost = | 53.76 | per MW day Summer
|  | 53.76 | per MW day Winter
| Transmission cost = | Zero, as Transmission product will be excluded from BGS product starting June 1, 2021.
| Analysis time period = | 4 | summer months
|  | 8 | winter months
| Ancillary Services and Renewable Power Cost = | 24.64 | per MWh
| Energy Costs = | based on 6/25 to 5/26 Forwards @ PJM West corrected for hub-zone basis differential
| Usage patterns = | forecasted 2024 energy use by class based upon PJM on/off % from 2021 through 2023 class load profiles
JCP&L billing on/off % from 2024 forecasted billing determinants
| Obligations = | class totals for 2024 excluding accounts required to take service under BGS-CIEP as of June 1, 2025
| Loss = | Consistent with Losses as approved by the BPU
| PJM Marginal Losses = | PJM's calculated mean value of hourly marginal loss factor
| PJM Time Periods = | PJM trading time periods - 7 AM to 11 PM weekdays, local time, excluding NERC
holidays - New Year's, Memorial, 4th of July, Labor Day, Thanksgiving & Christmas
| JCP&L Billing time periods = | RT On-peak hours are 8 am to 8 pm Eastern Standard Time, Monday through Friday.
GST On-peak hours are 8 am to 8 pm prevailing time, Monday through Friday.
The Holidays identified by PJM are not excluded from the RT or GST Billing On-Peak kWh.
| NJ Sales and Use Tax (SUT) = | SUT excluded from all costs
Note on R66: 1502: equals billing month first block adjusted by billing month versus calendar month summer total
Note on R67: 1502: equals billing month first block adjusted by billing month versus calendar month summer total

## Composite Cost Allocation
RCR-BGS-048-Attachment A
Jersey Central Power & Light
Attachment 2
2025 BGS Auction Cost and Bid Factor Tables
BGS-RSCP Composite Cost Allocation
Table #C1 | Post Transition Year 21 Costs w/o Transmission |  |  | Size of Tranches = | 15
in $1,000's
| Total Costs by Rate - in $1000 |  |  | RT{1} | RS{2} | GS{3} | GST {4} | OL/SL
| Summer - all hrs |  |  | 208.9486 |  | 230931.2449 |  | 3786.7945
| JCP&L On pk |  |  | 3920.6765 |  |  | 3517.8946
| JCP&L Off pk |  |  | 2531.9611 |  |  | 2214.0485
| Block 1 (0-600 kWh/m) |  |  |  | 200758.4945
| Block 2 (>600 kWh/m) |  |  |  | 234231.498
| Winter - all hrs |  |  | 513.1279 | 601040.1346 | 400518.7013 |  | 7731.389
| JCP&L On pk |  |  | 6536.7431 |  |  | 5718.4052
| JCP&L Off pk |  |  | 5686.7162 |  |  | 4183.0133
Total Costs - in $1000
| Summer |  |  | 6661.5862 | 434989.9925 | 230931.2449 | 5731.9431 | 3786.7945 | 682101.5612
| Winter |  |  | 12736.5872 | 601040.1346 | 400518.7013 | 9901.4185 | 7731.389 | 1031928.2306
| Total |  |  | 19398.1735 | 1036030.127 | 631449.9462 | 15633.3615 | 11518.1835 | 1714029.7917
Table #C2 | Post Transition Year 22 Costs w/o Transmission |  |  | Size of Tranches = | 20
in $1,000's
| Total Costs by Rate - in $1000 |  |  | RT{1} | RS{2} | GS{3} | GST {4} | OL/SL
| Summer - all hrs |  |  | 184.4929 |  | 200270.5728 |  | 3668.4527
| JCP&L On pk |  |  | 2976.6032 |  |  | 2632.4797
| JCP&L Off pk |  |  | 2720.7573 |  |  | 2358.1262
| Block 1 (0-600 kWh/m) |  |  |  | 176073.7943
| Block 2 (>600 kWh/m) |  |  |  | 207687.7627
| Winter - all hrs |  |  | 453.4462 | 530700.9686 | 347564.0192 |  | 7457.0983
| JCP&L On pk |  |  | 4633.346 |  |  | 4070.6855
| JCP&L Off pk |  |  | 6168.6231 |  |  | 4515.1634
Total Costs - in $1000
| Summer |  |  | 5881.8533 | 383761.557 | 200270.5728 | 4990.6059 | 3668.4527 | 598573.0418
| Winter |  |  | 11255.4153 | 530700.9686 | 347564.0192 | 8585.8489 | 7457.0983 | 905563.3503
| Total |  |  | 17137.2686 | 914462.5256 | 547834.5921 | 13576.4548 | 11125.551 | 1504136.3921
{1} For BGS purposes the RT rate class includes the RS and GS rate class Off-Peak (OPWH) and Controlled Water Heating (CTWH) provisions. The RT rate class also includes the
summer billing month RGT rate class usage. OPWH and CTWH is billed on the average RT rates, while RT and Summer RGT use is billed at on-peak and off-peak rates.
{2} For BGS purposes the RS rate class excludes the Off-Peak and Controlled Water Heating provisions and includes
the winter billing month RGT rate class usage
{3} For BGS purposes the GS rate class excludes the Off-Peak and Controlled Water Heating provisions
{4} The GS and GST units exclude the units associated with the 500 kW and above PLS accounts that will be required to take service under BGS-CIEP
Jersey Central Power & Light
Attachment 2
Table #C3 | Post Transition Year 23 Costs w/o Transmission |  |  | Size of Tranches = | 18
in $1,000's
| Total Costs by Rate - in $1000 |  |  | RT{1} | RS{2} | GS{3} | GST {4} | OL/SL
| Summer - all hrs |  |  | 164.3723 |  | 178488.038 |  | 3291.829
| JCP&L On pk |  |  | 2618.4897 |  |  | 2318.4922
| JCP&L Off pk |  |  | 2457.5203 |  |  | 2114.4187
| Block 1 (0-600 kWh/m) |  |  |  | 156043.7668
| Block 2 (>600 kWh/m) |  |  |  | 186149.2493
| Winter - all hrs |  |  | 416.8692 | 483938.1667 | 317826.389 |  | 6938.9399
| JCP&L On pk |  |  | 4153.8783 |  |  | 3639.5324
| JCP&L Off pk |  |  | 5776.7765 |  |  | 4244.7221
Total Costs - in $1000
| Summer |  |  | 5240.3823 | 342193.0161 | 178488.038 | 4432.911 | 3291.829 | 533646.1764
| Winter |  |  | 10347.5241 | 483938.1667 | 317826.389 | 7884.2545 | 6938.9399 | 826935.2742
| Total |  |  | 15587.9064 | 826131.1828 | 496314.4271 | 12317.1655 | 10230.7688 | 1360581.4506
Table #C4 | Composite (Tranche Weighted) Costs w/o Transmission
in $1,000's
| Total Costs by Rate - in $1000 |  |  | RT{1} | RS{2} | GS{3} | GST {4} | OL/SL
| Summer - all hrs |  |  | 184.5809 |  | 201550.2795 |  | 3574.0357
| JCP&L On pk |  |  | 3122.1703 |  |  | 2776.4316
| JCP&L Off pk |  |  | 2577.9232 |  |  | 2234.5809
| Block 1 (0-600 kWh/m) |  |  |  | 176257.3794
| Block 2 (>600 kWh/m) |  |  |  | 207885.1738
| Winter - all hrs |  |  | 457.9149 | 534726.5734 | 352451.6209 |  | 7358.7494
| JCP&L On pk |  |  | 5009.2052 |  |  | 4390.5919
| JCP&L Off pk |  |  | 5899.1544 |  |  | 4329.3107
Total Costs - in $1000
| Summer |  |  | 5884.6744 | 384142.5532 | 201550.2795 | 5011.0125 | 3574.0357 | 600162.5553
| Winter |  |  | 11366.2745 | 534726.5734 | 352451.6209 | 8719.9026 | 7358.7494 | 914623.1208
| Total |  |  | 17250.9489 | 918869.1266 | 554001.9004 | 13730.9151 | 10932.7851 | 1514785.676
Jersey Central Power & Light
Attachment 2
Table #C5 | Units @ Customer
Forecasted 2024 kWh
|  |  |  | RT{1} | RS{2} | GS{3} | GST {4} | OL/SL
| Summer - all hrs |  |  | 1986542.9326 |  | 2176849000 |  | 45335000
| JCP&L On pk |  |  | 25810490 |  |  | 24685819.6
| JCP&L Off pk |  |  | 35535967.0674 |  |  | 30791180.4
| Block 1 (0-600 kWh/m) |  |  |  | 1972747000
| Block 2 (>600 kWh/m) |  |  |  | 2121317000
| Winter - all hrs |  |  | 4931842.1942 | 5568269000 | 3857947000 |  | 90653000
| JCP&L On pk |  |  | 42195281.2813 |  |  | 40633899.3
| JCP&L Off pk |  |  | 75291876.5245 |  |  | 55495100.7
Total
| Summer Total |  |  | 63333000 | 4094064000 | 2176849000 | 55477000 | 45335000 | 6435058000
| Winter Total |  |  | 122419000 | 5568269000 | 3857947000 | 96129000 | 90653000 | 9735417000
| Annual Total |  |  | 185752000 | 9662333000 | 6034796000 | 151606000 | 135988000 | 16170475000 | Fixed Unit Cost Adjustment | 99.52% | 99.47% | 99.53% | = Q112-S112
Table #C6 | Summary of BGS Unit Costs @ customer
NON-DEMAND RATES
includes Energy, Generation obligations, and Ancillary Services - adjusted to billing time periods
in $/MWh
|  |  |  | RT{1} | RS{2} | GS{3} | GST {4} | OL/SL
| Summer - all hrs |  |  | 92.9156 |  | 92.1524 |  | 78.8361
| JCP&L On pk |  |  | 120.38 |  |  | 112.4707
| JCP&L Off pk |  |  | 72.1931 |  |  | 72.5721
| Block 1 (0-600 kWh/m) |  |  |  | 88.8763
| Block 2 (>600 kWh/m) |  |  |  | 97.4828
| Winter - all hrs |  |  | 92.8486 | 95.526 | 90.9274 |  | 81.1749
| JCP&L On pk |  |  | 118.1405 |  |  | 108.0524
| JCP&L Off pk |  |  | 77.9714 |  |  | 78.0125
| Annual -all hrs |  |  | 92.4216 | 94.598 | 91.3692 | 90.5697 | 80.3952
DEMAND RATES
includes Energy and Ancillary Services, Generation Obligations charged separately - adjusted to billing time periods in $/MWH
JCP&L does not have a demand component in its BGS charges
ALL RATES
| Grand Total Cost in $1000 = | 1514785.676
|  | All-In Average costs @ bulk system = | 83.789 | per MWh at bulk system (per bulk system metered MWh)
|  | All-In Average costs @ transmission nodes = | 84.6303 | per MWh at transmission nodes (per transmission nodes metered MWh)
Jersey Central Power & Light
Attachment 2
Table #C7 | Ratio of BGS Unit Costs @ customer to All-In Average Cost @ transmission nodes (rounded to 3 decimal places)
NON-DEMAND RATES
includes Energy, Generation Obligations, and Ancillary Services - adjusted to billing time periods
|  |  |  | RT{1} | RS{2} | GS{3} | GST {4} | OL/SL
| Summer - all hrs |  |  | 1.098 | 1.103 | 1.089 |  | 0.932
| JCP&L On pk |  |  | 1.422 |  |  | 1.329
| JCP&L Off pk |  |  | 0.853 |  |  | 0.858
|  |  |  | Constant for Block 1 (0-600 kWh/m) usage (Excl. SUT) | 0
|  |  |  | Constant for Block 2 (>600 kWh/m) usage (Excl. SUT) | 0
| Winter - all hrs |  |  | 1.097 | 1.129 | 1.074 |  | 0.959
| JCP&L On pk |  |  | 1.396 |  |  | 1.277
| JCP&L Off pk |  |  | 0.921 |  |  | 0.922
| Annual - all hrs |  |  | 1.092 | 1.118 | 1.08 | 1.07 | 0.95
DEMAND RATES
includes Energy and Ancillary Services, Generation Obligations charged separately - adjusted to billing time periods
JCP&L does not have a demand component in its BGS charges

## Attachment 3 - 25-26 (hidden)
Jersey Central Power & Light
Attachment 3 - Page 1 of 3
Development of Capacity Proxy Price True-Up $/MWh and Calculation of Composite BGS-RSCP Price
Table A - 2025/2026 Delivery Year - Illustrative Only
|  | 2025/2026 Delivery Year for Winning Suppliers from 2023 BGS-RSCP Auction | 2025/2026 Delivery Year for Winning Suppliers from 2024 BGS-RSCP Auction | 2025/2026 Delivery Year for Winning Suppliers from 2025 BGS-RSCP Auction | Notes:
1 | Zonal Capacity Price ($/MW-day) - JCPL Zone | 50 | 50 | 50 | Illustrative Only
2 | Capacity Proxy Price ($/MW-day) | 44.63 | 47.46 | 53.76 | BGS Order Docket No. ER22030127 dated Nov. 9, 2022 and ER23030124, dated Nov. 17, 2023 and Docket No. xxxx, dated xxxx, 2024
3 | Capacity Proxy Price True-Up - $/MW-day | 5.37 | 2.54 | -3.76 | Line 1 - Line2
4 | Total BGS-RSCP Gen Obl - MW | 4797.5227 | 4797.5227 | 4797.5227 | Table #10 of the 2025 BGS Auction Cost and Bid Factor Tables
5 | Days in BGS Delivery Year | 365 | 365 | 365
6 | Capacity Proxy Price True-Up Annual Cost | 9403384.4145 | 4447783.3171 | -6584120.186 | = line 3 * line 4 * line 5
7 | Eligible Tranches | 15 | 20 | 18
8 | Total Tranches | 53 | 53 | 53
9 | % of tranches eligible for Payment | 28.3% | 37.74% | 33.96% | = line 7/ line 8
10 | Capacity Proxy Price True-Up Cost | 2661335.2117 | 1678408.7989 | -2236116.2896 | = line 6 * line 9
11 | Total Applicable Customer Usage @ transmission nodes - in MWh | 17898853 | 17898853 | 17898853 | Table #14 * Table #6 from 2025 BGS Auction Cost and Bid Factor Tables - Illustrative Only
12 | Eligible customer Usage @ transmission nodes - in MWh | 5065713.1132 | 6754284.1509 | 6078855.7358 | = line 9 * line 11
13 | Capacity Proxy Price True-Up - $/MWh | 0.53 | 0.25 | -0.37 | = line 10 / line 12 (rounded to 2 decimal places)
NJ Sales and Use Tax (SUT) excluded
Calculation of Composite BGS-RSCP Price
June 1, 2025 through May 31, 2026 - Illustrative Only
|  | BGS Post Transition Year 21 | BGS Post Transition Year 22 | BGS Post Transition Year 23 | Total BGS-RSCP Cost
|  | 2023 Auction | 2024 Auction | 2025 Auction
|  | 1 Year Term Remaining | 2 Year Term Remaining | 3 Year Term
| Final Auction Price - in $/MWh | 94.28 | 82.95 | 83.2
| Capacity Proxy Price True Up in $/MWH | 0.53 | 0.25 | -0.37
|  | 94.81 | 83.2 | 82.83
Total # of Tranches
| Size of Tranches | 15 | 20 | 18
| Total # of Tranches | 53 | 53 | 53
Seasonal Factors
| Summer | 1 | 1 | 1
| Winter | 1 | 1 | 1
Applicable Customer Usage @ transmission node
| Summer MWh | 7122868 | 7122868 | 7122868 | 7122868
| Winter MWh | 10775985 | 10775985 | 10775985 | 10775985
All-in BGS-RSCP Cost
| Summer | 191128051.4377 | 223631176.4528 | 200372996.5268 | 615132224.4174
| Winter | 289152208.8255 | 338325264.9057 | 303138624.0736 | 930616097.8047
| Total | 480280260.2632 | 561956441.3585 | 503511620.6004 | 1545748322.2221
| Composite Bid Price |  |  |  | 86.36 | L/(H+I), Rounded to 2 decimals

## Attachment 3 - 26-27 (hidden)
Jersey Central Power & Light
Attachment 3 - Page 2 of 3
Development of Capacity Proxy Price True-Up $/MWh and Calculation of Composite BGS-RSCP Price
Table A - 2026/2027 Delivery Year - Illustrative Only
|  | 2026/2027 Delivery Year for Winning Suppliers from 2024 BGS-RSCP Auction* | 2026/2027 Delivery Year for Winning Suppliers from 2025 BGS-RSCP Auction* | Notes:
1 | Zonal Capacity Price ($/MW-day) - JCPL Zone | 50 | 50 | Illustrative Only
2 | Capacity Proxy Price ($/MW-day) | 49.05 | 50.9 | BGS Order Docket No. ER23030124 dated Nov. 17, 2023 and ERxxxx dated xxxx, 2024
3 | Capacity Proxy Price True-Up - $/MW-day | 0.95 | -0.9 | Line 1 - Line2
4 | Total BGS-RSCP Gen Obl - MW | 4797.5227 | 4797.5227 | Table #10 of the 2025 BGS Auction Cost and Bid Factor Tables
5 | Days in BGS Delivery Year | 365 | 365
6 | Capacity Proxy Price True-Up Annual Cost | 1663541.0044 | -1575986.2147 | = line 3 * line 4 * line 5
7 | Eligible Tranches | 20 | 18
8 | Total Tranches | 53 | 53
9 | % of tranches eligible for Payment | 37.74% | 33.96% | = line 7/ line 8
10 | Capacity Proxy Price True-Up Cost | 627751.3224 | -535240.6012 | = line 6 * line 9
11 | Total Applicable Customer Usage @ transmission nodes - in MWh | 17898853 | 17898853 | Table #14 * Table #6 from 2025 BGS Auction Cost and Bid Factor Tables - Illustrative Only
12 | Eligible customer Usage @ transmission nodes - in MWh | 6754284.1509 | 6078855.7358 | = line 9 * line 11
13 | Capacity Proxy Price True-Up - $/MWh | 0.09 | -0.09 | = line 10 / line 12 (rounded to 2 decimal places)
NJ Sales and Use Tax (SUT) excluded
Calculation of Composite BGS-RSCP Price
June 1, 2026 through May 31, 2027 - Illustrative Only
|  | BGS Post Transition Year 22 | BGS Post Transition Year 23 | BGS Post Transition Year 24 | Total BGS-RSCP Cost
|  | 2024 Auction | 2025 Auction | 2026 Auction
|  | 1 Year Term Remaining | 2 Year Term Remaining | 3 Year Term
| Final Auction Price - in $/MWh | 82.95 | 83.2 | 83.11
| Capacity Proxy Price True Up in $/MWH | 0.09 | -0.09
|  | 83.04 | 83.11 | 83.11
Total # of Tranches
| Size of Tranches | 20 | 18 | 15
| Total # of Tranches | 53 | 53 | 53
Seasonal Factors
| Summer | 1 | 1 | 1
| Winter | 1 | 1 | 1
Applicable Customer Usage @ transmission node
| Summer MWh | 7122868 | 7122868 | 7122868 | 7122868
| Winter MWh | 10775985 | 10775985 | 10775985 | 10775985
All-in BGS-RSCP Cost
| Summer | 223201116.4981 | 201050340.9555 | 167541950.7962 | 591793408.2498
| Winter | 337674639.3962 | 304163359.2509 | 253469466.0425 | 895307464.6896
| Total | 560875755.8943 | 505213700.2064 | 421011416.8387 | 1487100872.9394
| Composite Bid Price |  |  |  | 83.08 | L/(H+I), Rounded to 2 decimals

## Attachment 3 - 27-28 (hidden)
Jersey Central Power & Light
Attachment 3 - Page 3 of 3
Development of Capacity Proxy Price True-Up $/MWh and Calculation of Composite BGS-RSCP Price
Table A - 2027/2028 Delivery Year - Illustrative Only
|  | 2027/2028 Delivery Year for Winning Suppliers from 2025 BGS-RSCP Auction | Notes:
1 | Zonal Capacity Price ($/MW-day) - JCPL Zone | 50 | Illustration Only
2 | Capacity Proxy Price ($/MW-day) | 50.9 | Per BPU Order Docket No. xxxx, dated xxxx, 2024
3 | Capacity Proxy Price True-Up - $/MW-day | -0.9 | Line 1 - Line2
4 | Total BGS-RSCP Gen Obl - MW | 4797.5227 | Table #10 of the 2025 BGS Auction Cost and Bid Factor Tables
5 | Days in BGS Delivery Year | 366
6 | Capacity Proxy Price True-Up Annual Cost | -1580303.9852 | = line 3 * line 4 * line 5
7 | Eligible Tranches | 18
8 | Total Tranches | 53
9 | % of tranches eligible for Payment | 33.96% | = line 7/ line 8
10 | Capacity Proxy Price True-Up Cost | -536707.0138 | = line 6 * line 9
11 | Total Applicable Customer Usage @ transmission nodes - in MWh | 17898853 | Table #14 * Table #6 from 2025 BGS Auction Cost and Bid Factor Tables
12 | Eligible customer Usage @ transmission nodes - in MWh | 6078855.7358 | = line 9 * line 11
13 | Capacity Proxy Price True-Up - $/MWh | -0.09 | = line 10 / line 12 (rounded to 2 decimal places)
NJ Sales and Use Tax (SUT) excluded
Calculation of Composite BGS-RSCP Price
June 1, 2027 through May 31, 2028
|  | BGS Post Transition Year 23 | BGS Post Transition Year 24 | BGS Post Transition Year 25 | Total BGS-RSCP Cost
|  | 2025 Auction | 2026 Auction | 2027 Auction
|  | 1 Year Term Remaining | 2 Year Term Remaining | 3 Year Term
| Final Auction Price - in $/MWh | 83.2 | 83.11 | 83.11
| Capacity Proxy Price True Up in $/MWH | -0.09
|  | 83.11 | 83.11 | 83.11
Total # of Tranches
| Size of Tranches | 18 | 15 | 20
| Total # of Tranches | 53 | 53 | 53
Seasonal Factors
| Summer | 1 | 1 | 1
| Winter | 1 | 1 | 1
Applicable Customer Usage @ transmission node
| Summer MWh | 7122868 | 7122868 | 7122868 | 7122868
| Winter MWh | 10775985 | 10775985 | 10775985 | 10775985
All-in BGS-RSCP Cost
| Summer | 201050340.9555 | 167541950.7962 | 223389267.7283 | 591981559.48
| Winter | 304163359.2509 | 253469466.0425 | 337959288.0566 | 895592113.35
| Total | 505213700.2064 | 421011416.8387 | 561348555.7849 | 1487573672.83
| Composite Bid Price |  |  |  | 83.11 | L/(H+I), Rounded to 2 decimals

## Attachment 4 (hidden)
Jersey Central Power & Light
Attachment 4
Development of Capacity Proxy Price True-Up $/MW-Day and Calculation of BGS-CIEP Capacity Obligation Price
Illustrative Only
2025/2026 Delivery Year for Winning Suppliers from 2025 BGS-CIEP Auction
1 | Zonal Capacity Price ($/MW-day) - JCPL Zone | 50
2 | Capacity Proxy Price ($/MW-day) | 53.76
3 | Capacity Proxy Price True-Up - $/MW-day | -3.76 | line 1 - line 2
4 | BGS-CIEP Bidder Price ($/MW-day) | 357.14 | Illustrative only, will be updated with final 2025 BGS-CIEP Auction price
5 | Capacity Proxy Price True-Up - $/MW-day | -3.76 | line 3
6 | Final BGS-CIEP Gen Obl - $/MW-Day | 353.38 | line 4 + line 5